## Cover
New York State Climate Action Council Scoping Plan
Integration Analysis Technical Supplement, Section I, Annex 2: Key Drivers and Outputs
Prepared by:
44 Montgomery Street, Suite 1500
San Francisco, CA 94104
(415) 391-5100
2022-12-19
Tab Name | Contents
Scenario Definitions | Overview of scenario definition
Scenario Detail | Detailed scenario descriptions, assumptions grouped by sector
Mapping to AP Recommendations | Description of treatment in Integration Analysis
GSP | Gross State Product (GSP) data, population, and other summary data for New York State
Emissions -->
Annual Emissions | Annual emissions from each case
Snapshot Emissions by Sector | Emissions and emissions reductions relative to 1990, by sector for key years (2020, 2030, 2050) across each scenario
2020 Emissions | 2020 emissions by subsector and pollutant
IPAT Charts | IPAT charts for S2-4
Emissions Wedges | Wedge charts showing emissons reductions by measure for S2-4
Reference_Energy Emissions | Emissions from energy use in buildings, transportation, industrial sectors in Reference Case
S1_Energy Emissions | Emissions from energy use in buildings, transportation, industrial sectors in S1
S2_Energy Emissions | Emissions from energy use in buildings, transportation, industrial sectors in S2
S3_Energy Emissions | Emissions from energy use in buildings, transportation, industrial sectors in S3
S4_Energy Emissions | Emissions from energy use in buildings, transportation, industrial sectors in S4
Non-Energy Emissions -->
Agriculture Emissions | Emissions for agriculture
Net Carbon Sequestration | Emissions from forestry, land use, other natural sequestration
Waste Emissions | Emissions from waste
In-State Oil and Gas Emissions | Emissions from in-state oil and gas operations (methane emissions)
HFC Emissions | Emissions from HFCs
IPPU Emissions | Emissions from non-HFC IPPUs
Energy -->
Low Carbon Fuel_Snapshot | Biofuel and hydrogen energy demand in 2030 and 2050 for Scenarios 2-4
All_Energy by Fuel | Energy demand by fuel and scenario
All_Energy by Sector | Energy demand by sector
Elec_Load by Sector | Electric load by sector
Elec_Load and Peak by Scenario | Electric annual and peak loads by scenario, including zonal load breakout
Gas Throughput | Annual gas throughput by scenario with breakout by fuel type in 2050 (excludes gas consumption for electricity generation)
H2 Demand | Added in 2022 - shows hydrogen used in economy vs in electricity generation
Reference_Energy by FuelSector | Energy demand by fuel and sector for Reference case
S1_Energy by FuelSector | Energy demand by fuel and sector for AP Recommendations
S2_Energy by FuelSector | Energy demand by fuel and sector for Strategic Use of Low-Carbon Fuels
S3_Energy by FuelSector | Energy demand by fuel and sector for Accelerated Transition Away from Combustion
S4_Energy by FuelSector | Energy demand by fuel and sector for Beyond 85% Reductions
Stocks and Sales -->
Reference_LDVS | Light duty vehicle stocks and sales, Reference case
Reference_MHDVs | Medium and heavy duty vehicle stocks and sales, Reference case
Reference_Space Heating-Res | Residential space heating stocks and sales, Reference case
Reference_Space Heating-Comm | Commercial space heating stocks and sales, Reference case
Reference_Water Heating-Res | Residential water heating stocks and sales, Reference case
Reference_Water Heating-Comm | Commercial water heating stocks and sales, Reference case
Reference_Building Shell | Building shell stocks and sales, Reference case
S1_LDVs | Light duty vehicle stocks and sales, S1
S1_MHDVs | Medium and heavy duty vehicle stocks and sales, S1
S1_Space Heating-Res | Residential space heating stocks and sales, S1
S1_Space Heating-Comm | Commercial space heating stocks and sales, S1
S1_Water Heating-Res | Residential water heating stocks and sales, S1
S1_Water Heating-Comm | Commercial water heating stocks and sales, S1
S1_Building Shell | Building shell stocks and sales, S1
S2_LDVs | Light duty vehicle stocks and sales, S2
S2_MHDVs | Medium and heavy duty vehicle stocks and sales, S2
S2_Space Heating-Res | Residential space heating stocks and sales, S2
S2_Space Heating-Comm | Commercial space heating stocks and sales, S2
S2_Water Heating-Res | Residential water heating stocks and sales, S2
S2_Water Heating-Comm | Commercial water heating stocks and sales, S2
S2_Building Shell | Building shell stocks and sales, S2
S3_LDVs | Light duty vehicle stocks and sales, S3
S3_MHDVs | Medium and heavy duty vehicle stocks and sales, S3
S3_Space Heating-Res | Residential space heating stocks and sales, S3
S3_Space Heating-Comm | Commercial space heating stocks and sales, S3
S3_Water Heating-Res | Residential water heating stocks and sales, S3
S3_Water Heating-Comm | Commercial water heating stocks and sales, S3
S3_Building Shell | Building shell stocks and sales, S3
S4_LDVs | Light duty vehicle stocks and sales, S4
S4_MHDVs | Medium and heavy duty vehicle stocks and sales, S4
S4_Space Heating-Res | Residential space heating stocks and sales, S4
S4_Space Heating-Comm | Commercial space heating stocks and sales, S4
S4_Water Heating-Res | Residential water heating stocks and sales, S4
S4_Water Heating-Comm | Commercial water heating stocks and sales, S4
S4_Building Shell | Building shell stocks and sales, S4
Electricity Supply --> | Empty tab, to provide space between rest of economy results and electric supply
Elec Supply Overview | Overview of electric sector modeling, description of topology
Reference Case | Capacity and generation by fuel type for the Reference case
Scenario 1 | Capacity and generation by fuel type for Scenario 1
Scenario 2 | Capacity and generation by fuel type for Scenario 2
Scenario 3 | Capacity and generation by fuel type for Scenario 3
Scenario 4 | Capacity and generation by fuel type for Scenario 4
IRA Low Impacts | Capacity and generation by fuel type for scenarios under the low IRA impacts sensitivity
IRA High Impacts | Capacity and generation by fuel type for scenarios under the high IRA impacts sensitivity
Cost Figures Data --> | Empty tab, to provide space between electric supply and cost figures tabs
Cost Methods Overview | Summary description of components of cost metrics, methodology used to calculate these metrics
Figure 45 | Data underlying Figure 45 in Appendix G
Figure 46 | Data underlying Figure 46 in Appendix G
Figure 47 | Data underlying Figure 47 in Appendix G
Figure 48 | Data underlying Figure 48 in Appendix G
Figure 49 | Data underlying Figure 49 in Appendix G
Figure 50 | Data underlying Figure 50 in Appendix G
Figure 51 | Data underlying Figure 51 in Appendix G
Figure 56 | Data underlying Figure 56 in Appendix G
Figure 57 | Data underlying Figure 57 in Appendix G
Figure 58 | Data underlying Figure 58 in Appendix G
Figure 59 | Data underlying Figure 59 in Appendix G
Figure 62 | Data underlying Figure 62 in Appendix G
Net Annual Cost | Additional cost graphic with breakout of net annual cost by category and scenario
Gross Annual Cost | Additional cost graphic with breakout of gross annual cost by category and scenario
IRA Summary | Summary of IRA sections which are modeled
NOTE: Throughout this workbook, 2020 is a modelled year, reflecting historical trends.

## Scenario Definitions
Scenario Definitions
Overview of scenarios
| Scenario Name | Scenario Description
| Reference Case | Business as usual plus implemented policies • Growth in housing units, population, commercial square footage, and GDP • Federal appliance standards • Economic fuel switching (oil to gas) • Bioheat mandate • Estimate of New Efficiency, New York Energy Efficiency achieved by funded programs: HCR+NYPA, DPS (IOUs), LIPA, NYSERDA CEF (assumes market transformation maintains level of efficiency and electrification post-2025) • Funded building electrification (4% HP stock share by 2030) • Corporate Average Fuel Economy (CAFE) Standards • Zero-emission vehicle mandate (8% LDV ZEV stock share by 2030) • Clean Energy Standard (70x30), including technology carveouts: [6 GW of behind-the-meter solar by 2025, 3 GW of battery storage by 2030; 9 GW of offshore wind by 2035; 1.25 GW of Tier 4 renewables by 2030]
| Scenario 1: Advisory Panel Recommendations | A scenario based on Advisory Panel recommendations, with initial assumptions on mitigation measures, including: • Rapid adoption of electric vehicles • Critical role for smart growth, transit, and telework • Rapid building electrification • Zero emission power sector by 2040, including technology carve outs: [6 GW of behind-the-meter solar by 2025, 10 GW by 2030; 3 GW of battery storage by 2030; 9 GW of offshore wind by 2035; 2.55 GW of Tier 4 renewables by 2030] • Ambitious reductions in emissions from refrigerants, agriculture, waste, and fugitive emissions
| All Mitigation Scenarios [2-4] | Scenarios that meet or exceed GHG emission limits, achieve carbon neutrality by midcentury • Foundational themes across all mitigation scenarios based on findings from Advisory Panels and supporting analysis • Zero emission power sector by 2040, including technology carve outs: [6 GW of behind-the-meter solar by 2025, 10 GW BTM solar by 2030; 3 GW of battery storage by 2030; 9 GW of offshore wind by 2035; 2.55 GW of Tier 4 renewables by 2030] • Enhancement and expansion of transit & vehicle miles traveled reduction • More rapid and widespread end-use electrification & efficiency • Higher methane mitigation in agriculture and waste • End-use electric load flexibility reflective of high customer engagement and advanced techs
| Scenario 2: Strategic Use of Low-Carbon Fuels | • Includes the use of bioenergy derived from biogenic waste, agriculture & forest residues, and limited purpose grown biomass, as well as green hydrogen, for difficult to electrify applications
| Scenario 3: Accelerated Transition Away from Combustion | • Low-to-no bioenergy or hydrogen combustion; • Accelerated electrification of buildings and transportation
| Scenario 4: Beyond 85% Reduction | • Accelerated electrification + limited low-carbon fuels • Additional VMT reductions • Additional innovation in methane abatement • Avoids direct air capture of CO2

## Scenario Detail
Scenario Assumptions
Detailed scenario descriptions, assumptions grouped by sector
|  |  | Reference Case | Scenario 1: AP Recommendations | Scenario 2: Strategic Use of Low-Carbon Fuels | Scenario 3: Accelerated Transition Away from Combustion | Scenario 4: Beyond 85% Reduction
| Buildings | Efficiency and Electrification
|  | New Sales of Heat Pumps | 4% by 2025 | 30% by 2029, 100% by 2030/2035 (SF/MF+Com) | 77% by 2029, 100% by 2030/2035 (SF/MF+Com) | 80% by 2029, 100% by 2030/2035 (SF/MF+Com), 10% early retirement by 2030 | 80% by 2029, 100% by 2030/2035 (SF/MF+Com), 10% early retirement by 2030
|  | Mix of Heat Pump Technologies | 100% ASHP | 70% ASHP, 10% ASHP + fuel backup, 20% GSHP | 70% ASHP, 10% ASHP + fuel backup, 20% GSHP | 77% ASHP, 23% GSHP | 77% ASHP, 23% GSHP
|  | Share of Electrified Buildings* | 1% by 2030, 3% by 2050 | 11% by 2030, 89% by 2050 | 18% by 2030, 92% by 2050 | 22% by 2030, 92% by 2050 | 22% by 2030, 92% by 2050
|  |  | 0.1 Mil. Households by 2030, 0.2 Mil by 2050 | 0.9 Mil. Households by 2030, 7.5 Mil. by 2050 | 1.5 Mil. Households by 2030, 7.8 Mil. by 2050 | 1.8 Mil. Households by 2030, 7.8 Mil. by 2050 | 1.8 Mil. Households by 2030, 7.8 Mil. by 2050
|  |  | 0.1 Bil. Com sqft by 2030, 0.2 Bil. Com sqft by 2050 | 0.6 Bil. Com sqft by 2030, 5.3 Bil. By 2050 | 1.1 Bil. Com sqft by 2030, 5.3 Bil. By 2050 | 1.4 Bil. Com sqft by 2030, 5.6 Bil. By 2050 | 1.4 Bil. Com sqft by 2030, 5.6 Bil. By 2050
|  | Share of Buildings with Efficient Shell | 3% Deep Shell, 4% Basic Shell by 2030 | 3% Deep Shell, 10% Basic Shell by 2030 | 7% Deep Shell, 18% Basic Shell by 2030 | 7% Deep Shell, 18% Basic Shell by 2030 | 7% Deep Shell, 18% Basic Shell by 2030
|  |  | 5% Deep Shell, 10% Basic Shell by 2050 | 12% Deep Shell, 56% Basic Shell by 2050 | 26% Deep Shell, 66% Basic Shell by 2050 | 26% Deep Shell, 66% Basic Shell by 2050 | 26% Deep Shell, 66% Basic Shell by 2050
|  | Air Conditioning Saturation | 100% saturation by 2050 reflecting climate trends and HP adoption | 100% saturation by 2050 reflecting climate trends and HP adoption | 100% saturation by 2050 reflecting climate trends and HP adoption | 100% saturation by 2050 reflecting climate trends and HP adoption | 100% saturation by 2050 reflecting climate trends and HP adoption
|  | NYC District Heat System | .8%/yr annual efficiency improvement, 100% of distillate converted to natural gas by 2030 | 3% annual efficiency improvement, 100% distillate converted to natural gas by 2030 | 3% annual efficiency improvement, 100% hydrogen conversion by 2050 | 3% annual efficiency improvement, 100% hydrogen conversion by 2050 | 3% annual efficiency improvement, 100% hydrogen conversion by 2050
|  | Smart Devices and Conservation (AC, Space Heating) | None | 5% reduction in 2030, 10% by 2050 | 10% reduction by 2030, 15% by 2050 | 10% reduction by 2030, 15% by 2050 | 10% reduction by 2030, 15% by 2050
Low-Carbon Fuels
|  | Biomass feedstock availability | No targeted biomass feedstocks | In-state + regional feedstocks | In-state + regional feedstocks incl. energy crops | None | In-state wastes and residues only
|  | Bioenergy utilization | 20% biodiesel by 2030 | 13% RNG, 3% renewable distillate by 2030 | 9% RNG, 75% renewable distillate by 2030 | 4% RNG by 2030, 100% by 2050 | 7% RNG, 7% renewable distillate by 2030
|  |  |  | 100% RNG and renewable distillate by 2050 | 100% RNG and renewable distillate by 2050 | (Limited volume from targeted methane abatement from landfills and wastewater only) | 100% RNG and renewable distillate by 2050
Climate-Friendly Refrigerants
|  | Transition to ultra-low-GWP and natural refrigerant technologies | Business as usual | Max adoption for building, transportation, and industrial HVAC + refrigeration sectors | Max adoption for building, transportation, and industrial HVAC + refrigeration sectors | Max adoption for building, transportation, and industrial HVAC + refrigeration sectors | Max adoption for building, transportation, and industrial HVAC + refrigeration sectors
|  | Service reclaim at end of life |  | 90% recover rate | 90% recover rate | 90% recover rate | 90% recover rate
| Transportation | Transit and Smart Growth
|  | Bus Transit Service | No significant changes | Enhancement and expansion of bus transit, where service more than doubles in many areas of the state | Enhancement and expansion of bus transit, where service more than doubles in many areas of the state | Enhancement and expansion of bus transit, where service more than doubles in many areas of the state | Enhancement and expansion of bus transit, where service more than doubles in many areas of the state
|  | Telework + TDM, Walking/Biking, Smart Growth, Rail |  | Expansion of telework + TDM programs, urban infrastructure, and smart growth | Expansion of telework + TDM programs, urban infrastructure, and smart growth | Expansion of telework + TDM programs, urban infrastructure, and smart growth | Further expansion of telework + TDM programs, urban infrastructure, and smart growth, Strategic investments in rail
Zero-Emission Vehicles
|  | New Sales of LDV ZEVs | 32% by 2030, 65% by 2050, roughly 70% BEV, 30% PHEV | 70% by 2030, 100% by 2035, nearly 100% BEV | 90% by 2030, 100% by 2035, 90/10 BEV/FCEV | 98% by 2030, 100% by 2035, 100% BEV | 98% by 2030, 100% by 2035, 100% BEV
[6 empty] | 10% early retirement before 2030 | 10% early retirement before 2030
|  | New Sales of MDV ZEVs | 7% by 2030, 27% by 2050 | 40% by 2030, 100% by 2045, nearly 100% BEV | 40% by 2030, 100% by 2045, 50/50 BEV/FCEV | 50% by 2030, 100% by 2045, 75/25 BEV/FCEV | 50% by 2030, 100% by 2045, 75/25 BEV/FCEV
|  | New Sales of HDV ZEVs | 7% by 2030, 27% by 2050 | 40% by 2030, 100% by 2045, 50/50 BEV/FCEV | 40% by 2030, 100% by 2045, 25/75 BEV/FCEV | 40% by 2030, 100% by 2045, 50/50 BEV, FCEV | 40% by 2030, 100% by 2045, 50/50 BEV, FCEV
|  | New Sales of Bus ZEVs | 8% by 2030, 30% by 2050 | 100% by 2030 | 100% by 2030 | 100% by 2030 | 100% by 2030
|  | LDV ZEVs on the Road | 1.0 Million by 2030, 5.3 Million by 2050 | 1.8 Million by 2030, 10 Million by 2050 | 2.7 Million by 2030, 10 Million by 2050 | 3.4 Million by 2030, 10.1 Million by 2050 | 3.4 Million by 2030, 10.1 Million by 2050
|  |  | 10% of fleet by 2030, 50% of fleet by 2050 | 14% of fleet by 2030, 93% of fleet by 2050 | 26% of fleet by 2030, 95% of fleet by 2050 | 33% of fleet by 2030, 96% of fleet by 2050 | 33% of fleet by 2030, 96% of fleet by 2050
|  | LDV BEV Charging Flexibility | 25% of vehicles charge flexibly in 2030, 50% in 2050 | 25% of vehicles charge flexibly in 2030, 50% in 2050 | 25% of vehicles charge flexibly in 2030, 50% in 2050 | 25% of vehicles charge flexibly in 2030, 50% in 2050 | 25% of vehicles charge flexibly in 2030, 50% in 2050
|  | MHDV ZEVs on the Road | 5,700 by 2030, 42,800 by 2050 | 19,000 by 2030, 180,000 by 2050 | 19,000 by 2030, 180,000 by 2050 | 23,000 by 2030, 200,000 by 2050 | 23,000 by 2030, 200,000 by 2050
|  |  | 2% of fleet by 2030, 18% of fleet by 2050 | 8% of fleet by 2030, 77% of fleet by 2050 | 8% of fleet by 2030, 77% of fleet by 2050 | 10% of fleet by 2030, 86% of fleet by 2050 | 10% of fleet by 2030, 86% of fleet by 2050
|  | Bus ZEVs on the Road | 10,000 by 2030, 55,000 by 2050 | 10,000 by 2030, 55,000 by 2050 | 10,000 by 2030, 55,000 by 2050 | 10,000 by 2030, 55,000 by 2050 | 10,000 by 2030, 55,000 by 2050
Low-Carbon Fuels
|  | Hydrogen (via electrolysis) | None | Used for MHDVs and freight rail | Used for MHDVs and freight rail | Used for MHDVs and freight rail | Used for MHDVs, freight rail, and 50% of aviation by 2050
|  | Biomass feedstock availability | No targeted biomass feedstocks | In-state + regional feedstocks | In-state + regional feedstocks incl. energy crops | None | In-state wastes and residues only
|  | Bioenergy utilization | 6.8% ethanol blend | 100% renewable diesel by 2050 | 75% renewable diesel by 2030, 100% by 2050 | None | 7% renewable diesel by 2030, 100% by 2050
|  |  |  | 100% renewable jet kerosene by 2050 | 100% renewable jet kerosene by 2050 |  | 48% renewable jet kerosene by 2050
Non-Road Transportation
|  | Aviation | Efficiency for new airplanes | Efficiency for new airplanes | Efficiency for new airplanes | Efficiency for new airplanes | Efficiency for new airplanes, 16% electrification by 2050 (short haul flights), 50% hydrogen aviation by 2050
|  | Marine and Ports | No significant changes | 100% electrification in 2050 | 75% renewable diesel in 2030, 100% electrification in 2050 | 100% electrification in 2050 | 7% renewable diesel in 2030, 100% electrification in 2050
|  | Rail |  | 90% electrification, 10% hydrogen use in 2050 | 90% electrification, 10% hydrogen use in 2050 | 90% electrification, 10% hydrogen use in 2050 | 90% electrification, 10% hydrogen use in 2050
| Waste & Agriculture | Emissions Mitigation in Waste
|  | Waste diversion | Constant | 100% waste diversion | 100% waste diversion | 100% waste diversion | Characterization of uncertainty in potential for additional innovation in methane management & capture for use in “no negative emission technologies” sensitivity analysis
|  | Reduced methane leakage from existing landfills | Constant | 5% reduction every 5 years | 10% reduction every 5 years | 10% reduction every 5 years
|  | Anaerobic digesters in solid waste | Continuation of trends to expand anaerobic digestors, but with no additional leakage control and no additional food waste management | Digesters running at capacity in 2030 with 75% methane leak reduction by 2050 | Digesters running at capacity in 2030 with 75% methane leak reduction by 2050 | Digesters running at capacity in 2030 with 75% methane leak reduction by 2050
Emissions Mitigation in Agriculture
|  | Abatement in manure emissions | Maintenance of currentagriculture practices in animal feeding, manure management, and soil management | 76% reduction in 2050 | 50% reduction in 2030, 76% reduction in 2050 | 50% reduction in 2030, 76% reduction in 2050 | Characterization of uncertainty in potential for additional innovation in agricultural practices for use in “no negative emission technologies” sensitivity analysis
|  | Abatement in animal feeding emissions |  | 18% reduction in 2050 | 6% reduction in 2030, 18% reduction in 2050 | 6% reduction in 2030, 18% reduction in 2050
|  | Abatement in soil management |  | 17% reduction in 2030 | 17% reduction in 2030 | 17% reduction in 2030
|  | Additional abatement from future R&D |  |  | 1 MMT CO2e | 1 MMT CO2e | 1 MMT CO2e
Low-Carbon Fuels
|  | Methane capture and re-use | No significant changes | Targeted RNG capture from landfills, wastewater treatment, and manure | Optimistic growth in RNG capture from landfills, wastewater treatment, and manure | Targeted RNG capture from landfills, wastewater treatment, and manure | Targeted RNG capture from landfills, wastewater treatment, and manure
|  |  |  | 25 Tbtu RNG | 32 Tbtu RNG | 25 Tbtu RNG | 25 Tbtu RNG
| Forestry and Land Sinks, NETs | Carbon Sequestration in Lands and Forests
|  | Existing forest land management | Declining forest carbon sequestration following historical trends | Forest sequestration returns to 1990 levels | Forest sequestration returns to 1990 levels | Forest sequestration returns to 1990 levels | Forest sequestration returns to 1990 levels
|  | Additional afforestation on marginal agricultural lands |  | 400,000 acres by 2050 | 400,000 acres by 2050 | 1,700,000 acres by 2050 | 1,700,000 acres by 2050
|  | Total Natural Sequestration |  | -35 MMT CO2 in 2050 | -35 MMT CO2 in 2050 | -40 MMT CO2 in 2050 | -40 MMT CO2e in 2050
Negative Emissions Technologies (NETs)
|  | Total abatement from direct air capture of CO2 (DAC) or other NETs | None | None | -26 MMT CO2 in 2050 | -21 MMT CO2 in 2050 | 0 MMT CO2e in 2050
| IPPU, Fugitive Emissions | Climate-Friendly Refrigerants
|  | Transition to ultra-low-GWP and natural refrigerant technologies |  | Max adoption for building, transportation, and industrial HVAC + refrigeration sectors | Max adoption for building, transportation, and industrial HVAC + refrigeration sectors | Max adoption for building, transportation, and industrial HVAC + refrigeration sectors | Max adoption for building, transportation, and industrial HVAC + refrigeration sectors
|  | Service reclaim at end of life |  | 90% recover rate | 90% recover rate | 90% recover rate | 90% recover rate
Industrial Processes
|  | Process emissions from cement and iron & steel emissions | Continued decline in industrial processes following EPA non-CO2 report reference forecast | 100% CCS operations (at 90% CO2 capture rates) | 100% CCS operations (at 90% CO2 capture rates) | 100% CCS operations (at 90% CO2 capture rates) | 100% CCS operations (at 90% CO2 capture rates)
|  | Other processes |  | Maximum abatement from EPA non-CO2 report | Maximum abatement from EPA non-CO2 report | Maximum abatement from EPA non-CO2 report | Maximum abatement from EPA non-CO2 report
In-State Oil and Gas Fugitive Emissions
|  | Leak Detection (LDAR) at Compressor Stations | Remains at current level | Remains at current level | LDAR at 100% of stations phased in between 2023 and 2030 | LDAR at 100% of stations phased in between 2023 and 2030 | LDAR at 100% of stations phased in between 2023 and 2030
|  | Pipeline Decommissioning and Building Disconnection | Reduced leakage due to replacement of steel and cast-iron distribution pipes with plastic pipes | 91% commercial and 84% residential decommissioning and building disconnection | 91% commercial and 84% residential decommissioning and building disconnection | 99% commercial and 90% residential decommissioning and building disconnection | 99% commercial and 90% residential decommissioning and building disconnection
| Industrial Energy | Industry Electrification and Hydrogen
|  | Industry Efficiency | 10% increase in efficiency by 2025 | 10% increase in efficiency by 2025, 30% by 2050 for manufacturing | 20% increase in efficiency by 2030, 40% by 2050 for manufacturing | 20% increase in efficiency by 2030, 40% by 2050 for manufacturing | 20% increase in efficiency by 2030, 40% by 2050 for manufacturing
|  | Industry Electrification | None | 4% of natural gas use electrified by 2030, 33% by 2050 | 4% of natural gas use electrified by 2030, 33% by 2050 | 4% of natural gas use electrified by 2030, 83% by 2050 | 4% of natural gas use electrified by 2030, 83% by 2050
|  | Hydrogen Fuel Switching | None | Remaining non-electrified natural gas use converted to hydrogen by 2050 | 17% of non-electrified natural gas use converted to hydrogen by 2030, 100% by 2050 | 0% of non-electrified natural gas use converted to hydrogen by 2030, 100% by 2050 | 17% of non-electrified natural gas use converted to hydrogen by 2030, 100% by 2050
Low-Carbon Fuels
|  | Hydrogen (via electrolysis) | None | High-temperature industries that are challenging to electrify | High-temperature industries that are challenging to electrify | High-temperature industries that are challenging to electrify | High-temperature industries that are challenging to electrify
|  | Biomass feedstock availability | No targeted biomass feedstocks | In-state + regional feedstocks | In-state + regional feedstocks incl. energy crops | None | In-state wastes and residues only
|  | Bioenergy utilization | No expansion of bioenergy utilization | 13% RNG, 3% renewable distillate by 2030 | 9% RNG, 75% renewable distillate by 2030 | 4% RNG by 2030, 100% by 2050 | 7% RNG, 7% renewable distillate by 2030
|  |  |  | 100% renewable distillate by 2050 | 100% RNG and renewable distillate by 2050 | (Volumes limited to targeted methane abatement from landfills and wastewater only) | 100% RNG and renewable distillate by 2050
| Electric Sector** | Clean Energy Standard and Resource Assumptions
|  | Clean Energy Standard | 70% renewable energy by 2030 | 70% renewable energy by 2030 | 70% renewable energy by 2030 | 70% renewable energy by 2030 | 70% renewable energy by 2030
|  | Offshore Wind Deployment Target | 9 GW of offshore wind built by 2035 | 9 GW of offshore wind built by 2035 | 9 GW of offshore wind built by 2035 | 9 GW of offshore wind built by 2035 | 9 GW of offshore wind built by 2035
|  | Battery Storage Deployment Target | 3 GW of battery storage built by 2030 | 3 GW of battery storage built by 2030 | 3 GW of battery storage built by 2030 | 3 GW of battery storage built by 2030 | 3 GW of battery storage built by 2030
|  | Behind the meter Solar Deployment Target | 6 GWdc of BTM solar added by 2025 | 6 GWdc of BTM solar added by 2025, and 10 GWdc added by 2030 | 6 GWdc of BTM solar added by 2025, and 10 GWdc added by 2030 | 6 GWdc of BTM solar added by 2025, and 10 GWdc added by 2030 | 6 GWdc of BTM solar added by 2025, and 10 GWdc added by 2030
|  | Tier 4 Renewable Capacity Delivered to Zone J | 1.25 GW of Tier 4 Renewables Delivered to Zone J | 2.55 GW of Tier 4 Renewables Delivered to Zone J | 2.55 GW of Tier 4 Renewables Delivered to Zone J | 2.55 GW of Tier 4 Renewables Delivered to Zone J | 2.55 GW of Tier 4 Renewables Delivered to Zone J
|  | Upstate Nuclear Capacity | Retired at end of 60-year license | Retired at end of 80-year license | Retired at end of 80-year license | Retired at end of 80-year license | Retired at end of 80-year license
|  | Firm Zero-Emission Resource*** | None | Hydrogen combustion | Hydrogen Combustion | All existing fossil generation units retired, and new firm capacity needs met by non-combustion resources (e.g. hydrogen fuel cells) | Hydrogen Combustion
Emissions
|  | Greenhouse Gas Emissions Limits | None | 100% zero-emissions electricity by 2040 | 100% zero-emissions electricity by 2040 | 100% zero-emissions electricity by 2040 | 100% zero-emissions electricity by 2040
|  | RGGI | Included as CO2 price | Included as CO2 price | Included as CO2 price | Included as CO2 price | Included as CO2 price
*Electrified buildings for this calculation do not include share of buildings with electric resistance, which include roughly 470,000 housing units in 2020
**Capacity expansion modeling is performed in the electric sector to meet the State's 70x30 and 100x40 goals; technology-specific targets represent minimum requirements and the model uses economic decision-making to select additional resources that contribute to policy and reliability requirements.
***Based on scenario definition. Sensitivities were also run using renewable natural gas.

## Mapping to AP Recommendations
Mapping Advisory Panel Recommendations to Linkages in Integration Analysis
Description of treatment in Integration Analysis
| Panel | Strategy tag | Strategy/Initiative | Strategy type | Description | Linkage in Integration Analysis
| Ag & Forestry | AGF-S13 | Afforestation/Reforestation | Mitigation | Increase forested acres through afforestation and reforestation efforts to establish climate adapted and resilient forests. There are potentially 1.7 million acres of marginal lands available for establishing forests. | Incorporated into staff working group projections developed for Integration Analysis Scenarios
| Ag & Forestry | AGF-S05 | Agroforestry ​ | Mitigation | Agroforestry - Adding trees into areas of agricultural production to reliably increase carbon sequestration and other environmental benefits. | Incorporated into staff working group projections developed for Integration Analysis Scenarios
| Ag & Forestry | AGF-S03 | Alternative Manure Management​ | Mitigation | Alternative Manure Management - Reduce methane emissions by implementing practice systems specifically planned and designed for each farm, such as cover and flare systems, anaerobic digester systems, and other/innovative systems that collect, capture and combust methane from manure storages or prevent methane production from manure storage. | Incorporated into staff working group projections developed for Integration Analysis Scenarios
| Ag & Forestry | AGF-S08 | Avoided Forest Conversion | Mitigation | Keep Forests as Forests: Maintain and enhance the state’s carbon sequestration potential through avoided forest conversion | Incorporated into staff working group projections developed for Integration Analysis Scenarios
| Ag & Forestry | AGF-S12 | Improved, Sustainable Forest Management | Mitigation | Maintain and increase carbon sequestration in NYS forests by securing forest regeneration, improving forest health and productivity, and restoring degraded forests through the widespread adoption of improved, sustainable forest management. | Incorporated into staff working group projections developed for Integration Analysis Scenarios
| Ag & Forestry | AGF-S02 | Nutrient Management​ | Mitigation | Nutrient Management - Reduce nitrous oxide (N2O) emissions while achieving desired crop yield and quality through continued and expanded nutrient management planning and implementation on crop fields, hay fields, pastures, orchards, vineyards, and other agricultural lands receiving nutrients. | Incorporated into staff working group projections developed for Integration Analysis Scenarios
| Ag & Forestry | AGF-S04 | Precision Feed, Forage and Herd Management ​ | Mitigation | Precision Feed, Forage and Herd Management – Reduce methane and nitrous oxide emissions while achieving desired ruminant growth and lactation goals. Strategy acknowledges that additional methane emission reduction may be realized from feed additives developed in the future. | Incorporated into staff working group projections developed for Integration Analysis Scenarios
| Ag & Forestry | AGF-S01 | Soil Health Management Practices (also referred to as Regenerative Agricultural Practices)​ | Mitigation | Reduce net GHG emissions and increase carbon sequestration/storage and other environmental benefits through adoption of soil health management practices (e.g., cover/double crops, reduced tillage, perennial crop systems. Also referred to as Regenerative Agricultural Practices). | Incorporated into staff working group projections developed for Integration Analysis Scenarios
| Ag & Forestry | AGF-S14 | Urban Forestry | Mitigation | Increase and maintain tree cover in urban and developed areas to reduce energy use and corresponding GHG emissions through the shading and cooling effect of trees. Increase carbon sequestration through tree establishment and extending the life of urban trees through improved maintenance. | Incorporated into staff working group projections developed for Integration Analysis Scenarios
| EEH | EEH-S02 | Benchmarking and Disclosure | Mitigation | Require measuring building energy usage, benchmarking energy performance, and making that information accessible via disclosure or labeling.​ | Although Integration Analyisis framework does not allow this measure to be modeled directly, scale and scope of efficiency measure portfolio is aligned with this recommendation
| EEH | EEH-S01 | Codes and Standards | Mitigation | Enact enabling legislation and adopt codes, standards, and regulations to improve energy efficiency, reduce emissions, and enhance building resilience. Adopt regulations that phase out fossil fuel use in buildings, requiring energy-efficient electric heating and cooling, electric hot water heating, and electric appliances. ​ | Ambitious interpretation of recommendation incorporated into timing and scale of Integration Analysis energy efficiency and electrification adoption assumptions
| EEH | EEH-S03 | Gas System Transition | Mitigation | Advance a managed, phased, and just transition from reliance on fossil gas and the gas distribution system to a clean energy system, including elimination of embedded subsidies for fossil gas.​ | Managed transition from reliance on fossil gas and gas distribution system is incorporated into Integration Analysis scenarios
| EEH | EEH-S04 | Transition from HFCs | Mitigation | Advance a managed and just transition from reliance on HFC use as refrigerants and in all products used in building construction.​ | Incorporated into Integration Analysis through dedicated HFC Mitigation Poential Analysis
| EITE | EITE-S01 | Financial and Technical Assistance | Mitigation | Provide technical assistance to help identify economically viable decarbonization projects and provide comprehensive energy management planning. Provide financial assistance for decarbonization projects and leverage low-cost hydropower to support industry. | Industrial sector mitigation portfolios modeled in Integration Analysis scenarios consistent with this recommendation
| EITE | EITE-S02 | Low-Carbon Procurement Policies | Mitigation | Develop preferential procurement standards for low-carbon building materials and remove impediments to the State's purchase of low-carbon materials. Low-carbon materials will be required to reduce emissions in the built environment. Providing a value proposition for manufacturers to produce low-carbon products will help reduce process related emissions. | While to granular to model specifically in current Integration Analysis framework, cleaner production modeled in Integration Analysis is consistent with this recommendation
| LULG | LULG-S13 | Carbon Sequestration - Blue Carbon | Mitigation | Maintain and enhance the carbon sequestration potential of “blue carbon” in New York State, including coastal and estuarine tidal wetlands, submerged aquatic vegetation, and other coastal habitats, through protection, restoration, and monitoring.​ | Important area for ruther research
| LULG | LULG-S12 | Carbon Sequestration - Freshwater Wetlands | Mitigation | Maintain and enhance the carbon sequestration potential of freshwater, non-tidal wetlands in New York State through protection, restoration, and monitoring. ​ | Important area for further research
| Power Gen | PWR-S13 | Gas Infrastructure, Transmission & Methane Leakage​ | Mitigation | This recommendation intends to address methane leakage and the infrastructure related to fossil natural gas, though it also applies to any potential future gas technologies. This recommendation aligns with what was proposed by the Energy Efficiency & Housing Panel, but includes a broader scope beyond that of the end-use gas distribution sector. Transition away from gas with a managed, phased, and just transition from natural gas and decommission natural gas infrastructure to the maximum extent possible and as quickly as possible. | Managed transition from reliance on fossil gas and gas distribution system is incorporated into Integration Analysis scenarios; mitigation of fugitive methane emissions that remain as managed transition is implemented is incorporated into Integration Analysis through dedicated in-state oil and gas sector fugitive methane emissions mitigation potential analysis
| Transportation | TRNS-S01 | Electrification - 100% Zero Emission Passenger Vehicles | Mitigation | Transition to 100% zero-emission light duty vehicle sales​ | Incorporated into Integration Analysis, with ambitious interpretation of timing of ramp-up to 100%
| Transportation | TRNS-S02 | Electrification - Zero emission trucks, buses and heavy equipment | Mitigation | Transition to zero emission Medium/Heavy Duty Vehicles & Non-Road Vehicles​ | Incorporated into Integration Analysis, with ambitious interpretation of timing of ramp-up to 100%
| Transportation | TRNS-S13 | Market-Based Policies and Financing - Cap & Invest / Carbon Pricing | Mitigation | Policies reduce emissions directly and support further emission reductions and the transition to a cleaner, more efficient transportation system. Transportation Panel recommends potential participation in the Transportation and Climate Initiative program (TCI-P) unless the Climate Action Council opts for a multi-sector carbon pricing approach that provides at least the same level of support for reducing transportation sector emissions.​ | Integration analysis does not model specific policies, but does incorporate low-carbon fuel utilization in scelect scenarios alongside high levels of electrification
| Transportation | TRNS-S11 | Market-Based Policies and Financing - Clean Fuel Standard ​ | Mitigation | Implement a Clean Fuel Standard to support electrification of transportation, achieve near-term emission reductions while the transition to electrification is underway and provide cleaner fuels for hard-to-electrify subsectors such as aviation; freight and passenger rail; and long-haul trucking. A clean fuel standard generally considers total fuel cycle emissions.​ | Integration analysis incorporates low-carbon fuel utilization in select scenarios alongside high levels of electrification
| Transportation | TRNS-S14 | Market-Based Policies and Financing - Various market-based/financing policies | Mitigation | Various market-based policies will support electrification, public transportation, smart growth and other transportation goals. These policies complement the other more specified strategies, including recommendations for TCI-P participation, clean fuel standard, private financing strategies and feebates​ | Integration analysis does not model specific policies, but does incorporate low-carbon fuel utilization in scelect scenarios alongside high levels of electrification and investment in transit, smart growth, and other transportation measures
| Transportation | TRNS-S05 | Public Transportation - Convenience / Connectivity | Mitigation | Convenience / Connectivity | Enhancement and expansion of transit and VMT reductions from TOD, TDM, smart growth, and mode shifting incorporated into Integration Analysis Scenarios
| Transportation | TRNS-S03 | Public Transportation - Enhanced Public Transportation / Mobility | Mitigation | Identify implementable strategies to significantly enhance the availability; accessibility; reliability; and affordability of public transportation services with an emphasis on unserved/underserved communities. This includes: ​ -Doubling the service availability/accessibility of municipally sponsored upstate and downstate suburban public transportation services statewide; and -Implementing policies and programs that support system reliability/network expansion projects identified by the Metropolitan Transportation Authority (MTA) in their current five-year capital pan/twenty-year needs study. | Enhancement and expansion of transit and VMT reductions from TOD, TDM, smart growth, and mode shifting incorporated into Integration Analysis Scenarios
| Transportation | TRNS-S06 | Public Transportation - Fleet Modernization | Mitigation | Fleet Modernization | ZEV adoption timing, scope, and scale incorporated into Integration Analysis scenarios consistent with fleet modernization
| Transportation | TRNS-S04 | Public Transportation - TOD | Mitigation | Transit Oriented Development | Enhancement and expansion of transit and VMT reductions from TOD, TDM, smart growth, and mode shifting incorporated into Integration Analysis Scenarios
| Transportation | TRNS-S08 | Smart Growth - Low-Carbon Modes | Mitigation | Expand the availability of low carbon transportation modes (biking, walking, carpooling, ride-sharing, micro-transit) statewide​ | Enhancement and expansion of transit and VMT reductions from TOD, TDM, smart growth, and mode shifting incorporated into Integration Analysis Scenarios
| Transportation | TRNS-S09 | Smart Growth - Smart Mobility & Connected / Automated Vehicles | Mitigation | Improve transportation system efficiency through policies, technologies, and investments that reduce congestion and increase safety using connectivity, automation, and other innovative approaches​ | Enhancement and expansion of transit and VMT reductions from TOD, TDM, smart growth, and mode shifting incorporated into Integration Analysis Scenarios
| Transportation | TRNS-S07 | Smart Growth - TOD | Mitigation | Support Transportation-Oriented Development (TOD) that enables greater use of public transportation and other low-carbon modes​ | Enhancement and expansion of transit and VMT reductions from TOD, TDM, smart growth, and mode shifting incorporated into Integration Analysis Scenarios
| Waste | WST-S05 | Biogas Use | Mitigation | Recognizing that some waste generation is unavoidable, determine limited and strategic best uses for energy produced from biogas/RNG derived from organic waste. Assess use in the waste transportation sector, electric co-location or cogeneration opportunities for energy/heat intensive industries and hard to electrify users.​ Utilize market value of the energy to support organics diversion and waste reduction initiatives. Align energy price analysis with funding needs for build-out of organics recycling infrastructure.​ | Incorporated into staff working group waste sector projections developed for Integration Analysis Scenarios, combined with crosscutting bioenergy utilization assumptions
| Waste | WST-S02 | Extended Producer Responsibility / Product Stewardship | Mitigation | Reduce methane and carbon dioxide emissions from waste disposal facilities by enacting broad Extended Producer Responsibility (EPR)/Product Stewardship requirements to cover the recycling of packaging and printed paper, carpet, tires, textiles, solar panels, wind turbines, all batteries, appliances (especially those containing refrigerants), mattresses, and other methane generating wastes.​ | Incorporated into staff working group projections developed for Integration Analysis Scenarios
| Waste | WST-S08 | Fugitive emissions from WRRFs | Mitigation | Measure and reduce fugitive emissions from WRRFs, septic and sewer systems. Where density and local conditions allow, eliminate septic tanks and convert to municipal sewer system collections or advanced onsite treatments.​ | Incorporated into staff working group projections developed for Integration Analysis Scenarios
| Waste | WST-S01 | Organic Waste Reduction and Recycling | Mitigation | Reduce methane and carbon dioxide emissions by reducing the combustion and landfilling of organics and other methane/GHG producing wastes.​ | Incorporated into staff working group projections developed for Integration Analysis Scenarios
| Waste | WST-S04 | Recycling Markets | Mitigation | Reduce methane and carbon dioxide emissions from landfills and combustors by supporting domestic recycling facilities and markets for recovered resources, including compost, digestate, and recycled aggregate/building deconstruction materials.​ | Incorporated into staff working group projections developed for Integration Analysis Scenarios
| Waste | WST-S03 | Reduce fugitive emissions | Mitigation | Identify and reduce fugitive emissions of methane from landfills and anaerobic digesters through baseline measurement, increased monitoring, and engineering and regulatory programs to reduce leaks.​ | Incorporated into staff working group projections developed for Integration Analysis Scenarios
| Waste | WST-S09 | Refrigerant Diversion | Mitigation | Reduce GHG emissions associated with end-of-life management of appliances that contain High-Global Warming Potential refrigerants. Benefits are highest in the near-term while these refrigerants are still in widespread usage.​ | Incorporated into Integration Analysis through dedicated HFC Mitigation Poential Analysis
| Waste | WST-S06 | Waste reduction, reuse, and recycling | Mitigation | Reduce methane and carbon dioxide emissions from waste disposal facilities by supporting robust waste reduction, reuse, and recycling initiatives.​ | Incorporated into staff working group projections developed for Integration Analysis Scenarios
| Waste | WST-S07 | WRRF Conversion | Mitigation | Transform Wastewater Treatment Plants from waste disposal priority to Water Resource Recovery Facilities (WRRFs) that emphasize capture of beneficial products.​ | Incorporated into staff working group projections developed for Integration Analysis Scenarios
| Ag & Forestry | AGF-S06 | AEM Planning for Climate Mitigation/Adaptation, aka “Carbon Farm Planning”​ | Enabling | AEM Planning for Climate Mitigation/Adaptation, aka “Carbon Farm Planning”​ | Supportive of level of transformation incorporated in Integration Analysis Scenarios
| Ag & Forestry | AGF-S09 | Avoided Agricultural Land Conversion | Enabling | Maintain and protect the states’ potential for carbon sequestration on agricultural lands through avoided farmland conversion; enhance farm viability, increase food security, and implement smart growth to reduce future GHG emissions from Vehicle Miles Traveled. | Supportive of level of transformation incorporated in Integration Analysis Scenarios
| Ag & Forestry | AGF-S07 | Benchmarking and Monitoring | Enabling | A new program for long-term, annual monitoring and benchmarking of GHG mitigation, carbon sequestration, and adaptation performance across applicable areas of management on farms in NYS. Information products provide useful, farm-level data for confidential benchmarking by farmers as well as publicly available data through farm case studies (with farmer agreement) and aggregated datasets to support future policy, research, and implementation. | Supportive of level of transformation incorporated in Integration Analysis Scenarios
| Ag & Forestry | AGF-S22 | Bio-based Products Research Development & Demonstration Overview​ | Enabling | Develop a demonstration and pilot project portfolio to drive investment in the areas of biobased low-carbon fuels, products, and related sequestration that considers intersection of industrial/manufacturing, agriculture, transportation, and power generation sectors. Fund Innovation challenges and select projects that can scale beyond business as usual | Supportive of level of transformation incorporated in Integration Analysis Scenarios
| Ag & Forestry | AGF-S10 | Bolstering Local Agricultural Economies | Enabling | Support emission reductions by enhancing existing programs, and promoting the expansion of those programs, that encourage farm viability and resilient communities through the production and consumption of local food | Supportive of level of transformation incorporated in Integration Analysis Scenarios
| Ag & Forestry | AGF-S15 | Climate and Forest Carbon Research | Enabling | Expand funding for peer reviewed climate, forest carbon, and applied forest management research | Supportive of level of transformation incorporated in Integration Analysis Scenarios
| Ag & Forestry | AGF-S11 | Enhance local government planning for land conservation | Enabling | Encourage and provide guidance for the inclusion of farmland and forestland protection in municipal comprehensive plans. Require inclusion of farmland and forestland protection in state funded municipal comprehensive plans. Encourage and fund development of Natural Resource Inventories. | Supportive of level of transformation incorporated in Integration Analysis Scenarios
| Ag & Forestry | AGF-S18 | Expand Markets for Sustainably Harvested Durable Wood Products​ | Enabling | Advance the use of high value timber for long lasting products while advancing forest health and forest carbon sequestration. Displace GHG-intensive building materials (steel, concrete) with durable wood products (carbon sequestered in cross-laminate timber, hard wood floors) that reduces the net building and infrastructure GHG and provide long duration carbon storage | Supportive of level of transformation incorporated in Integration Analysis Scenarios; Important area for further research
| Ag & Forestry | AGF-S21 | Financial and Technical Assistance for Low-Carbon Product Development​ | Enabling | Provide financial and technical assistance to grow a bioprocessing industry in New York that utilizes low-grade wood and other biomass residuals to create bio-based substitutes for fossil fuel based products | Supportive of level of transformation incorporated in Integration Analysis Scenarios
| Ag & Forestry | AGF-S20 | Increasing market access for NY low-carbon products ​ | Enabling | Enhancing carbon sequestration, greenhouse gas mitigation, and economic development opportunities by reducing barriers and creating competitive advantage for NY produced low carbon products | Supportive of level of transformation incorporated in Integration Analysis Scenarios
| Ag & Forestry | AGF-S23 | Net Negative Carbon Dioxide Removal ​(CDR) | Enabling | Advance deployment of natural CDR pathways that serve to create a negative emissions profile for bioeconomy products and other economic sectors. (long duration carbon storage beyond net zero) | Supportive of level of transformation incorporated in Integration Analysis Scenarios
| Ag & Forestry | AGF-S17 | Outreach and Education | Enabling | Facilitate the development of a forest-based culture and economy through state-of-the-art outreach, education and marketing techniques to inform the public and policy makers about forest and forest carbon issues​ | Supportive of level of transformation incorporated in Integration Analysis Scenarios
| Ag & Forestry | AGF-S19 | Sustainable biomass feedstock action plan for 2050 hard-to-decarbonize products​ | Enabling | This plan will identify feedstock volumes and production methods that utilize NYS biomass resources in a sustainable, sequestration maximizing manner to create replacements for hard to decarbonize fuels while considering other uses for these feedstocks (see recommendation on low-carbon product development). Fuel derived from biomass will likely have a limited but strategic role in New York’s 2030 and 2050 needs | Supportive of level of transformation incorporated in Integration Analysis Scenarios; Important area for further research
| Ag & Forestry | AGF-S16 | Workforce Development | Enabling | Develop and support workforce development and training programs for forest sector workers to enable an increase demand in forestry services to be met. Incorporate forest carbon and forest carbon management into training programs and forestry curriculums at the high school (e.g., BOCES) and college level. ​ | Supportive of level of transformation incorporated in Integration Analysis Scenarios
| EEH | EEH-S10 | Embodied Carbon​ | Enabling | Establish procurement requirements and design specifications for State-funded projects and support education, building reuse, R&D, and in-state manufacturing of alternative products in order to lower the embodied carbon of products and materials used in the buildings sector and to create broad carbon literacy regarding the impact of materials, while increasing attention to carbon-sequestering products (e.g., cross-laminated timber, hempcrete).​ | Supportive of level of transformation incorporated in Integration Analysis Scenarios
| EEH | EEH-S09 | Innovation​ | Enabling | Support research and development (R&D), demonstration projects, and more companies and manufacturers operating in NYS to bring innovative solutions to the marketplace for: highly efficient, all-electric, and resilient buildings; grid-interactive buildings, with revenue opportunities; and reducing embodied carbon in buildings.​ | Supportive of level of transformation incorporated in Integration Analysis Scenarios
| EEH | EEH-S06 | Public and Private Low-cost Financing​ | Enabling | Low-cost financing for energy efficiency, electrification, electrification readiness, solar PV, and related improvements in buildings to provide single family, multifamily, and commercial and institutional building owners with access to low-cost capital at the scale needed to pay for the building upgrades necessary for decarbonization. ​ | Supportive of level of transformation incorporated in Integration Analysis Scenarios
| EEH | EEH-S08 | Public Awareness and Consumer Education​ | Enabling | Support broad public awareness and consumer education, create strategic partnerships including with trusted community leaders, and scale-up targeted outreach and decision-making support to increase market demand and accelerate the transition to low-carbon, energy-efficient, all-electric buildings.​ | Supportive of level of transformation incorporated in Integration Analysis Scenarios
| EEH | EEH-S05 | Public Financial Incentives​ | Enabling | Provide incentives for single family, multifamily, and commercial and institutional building owners that speed uptake and help to transform the market for building efficiency, electrification, and decarbonization, with a focus on enabling uptake that benefits LMI households, affordable housing and public housing, and DACs.​ | Supportive of level of transformation incorporated in Integration Analysis Scenarios
| EEH | EEH-S07 | Workforce​ | Enabling | Support workforce education, training, job placement and development that equip the state’s current and future workforce to design, install, inspect, maintain and operate healthy, comfortable, low-carbon buildings while increasing clean energy job placement for DACs and advancing industry diversity.​ | Supportive of level of transformation incorporated in Integration Analysis Scenarios
| EITE | EITE-S06 | Economic Incentives | Enabling | Leverage the State's climate policies to develop an in-state supply chain of green economy companies by engaging in business development discussions and offering loans, grants, tax credits, and other economic incentives.​ | Supportive of level of transformation incorporated in Integration Analysis Scenarios
| EITE | EITE-S05 | GHG Reporting | Enabling | Expand the universe of facilities that are required to report on their GHG emissions.​ | Supportive of level of transformation incorporated in Integration Analysis Scenarios
| EITE | EITE-S03 | Research Development & Demonstration (RD&D) | Enabling | Develop a comprehensive Innovation Roadmap to determine priorities for deep decarbonization RD&D investment. Meeting the CLCPA goals for industry is not technically and/or economically feasible with currently available technologies alone. This research effort should analyze the social, financial, and technological characteristics of solutions that will enable industry to meet CLCPA goals. The research should consider the intersection of the industrial/manufacturing, agriculture, transportation, and power generation sectors when determining investment priorities. | Supportive of level of transformation incorporated in Integration Analysis Scenarios
| EITE | EITE-S04 | Workforce Development | Enabling | Provide workforce development training on existing and new innovative emission reduction technologies​ | Supportive of level of transformation incorporated in Integration Analysis Scenarios
| LULG | LULG-S14 | Carbon Sequestration - Mapping, Research, Planning, and Assistance | Enabling | Maintain and enhance the carbon sequestration potential of natural areas in New York State, including wetlands, coastal habitats, forests, and grasslands through improved mapping (both regulatory and non-regulatory), research, conservation planning guidance, stewardship, and assistance for local governments and landowners.​ | Supportive of level of transformation incorporated in Integration Analysis Scenarios
| LULG | LULG-S06 | Clean Energy - Community Dashboard | Enabling | Develop a statewide dashboard of community greenhouse gas emissions inventories to promote local climate action planning, monitor equity considerations, measure progress, and ensure data consistency at the county/municipality level. ​ | Supportive of level of transformation incorporated in Integration Analysis Scenarios
| LULG | LULG-S10 | Clean Energy - Community Initiatives | Enabling | Connect homes, businesses, and community institutions with clean energy products, services, and job opportunities through Community Choice Aggregation programs, microgrids, district systems, workforce development initiatives, and community-scale campaigns to encourage adoption of new, innovative technologies to generate value and savings for consumers in an equitable manner. ​ | Supportive of level of transformation incorporated in Integration Analysis Scenarios
| LULG | LULG-S11 | Clean Energy - Local Assets | Enabling | Continue and expand state program opportunities, incentives, technical assistance, and centralized procurement services to motivate local governments and related public entities to improve assets they control with high-impact actions such as LED lighting, energy efficiency upgrades, heat pump projects, methane recovery for energy production from wastewater treatment and landfills, solar on municipal premises, and municipal and school district fleet electrification. ​ | Supportive of level of transformation incorporated in Integration Analysis Scenarios
| LULG | LULG-S07 | Clean Energy - Local Policies | Enabling | Encourage local governments to demonstrate leadership in energy efficiency by developing model above-minimum energy conservation construction policies or adopting the NY Stretch Energy Code and promoting its adoption, enhanced code enforcement including streamlined permitting, third party inspections, and shared enforcement, and Property Assessed Clean Energy (PACE) financing. ​ | Supportive of level of transformation incorporated in Integration Analysis Scenarios
| LULG | LULG-S09 | Clean Energy - Planning Support | Enabling | Facilitate clean energy siting through planning support and the development and promotion of model local laws, streamlined permitting, and local development regulations that clearly identify appropriate as-of-right installation opportunities for different clean energy technology types, and clear requirements and reasonable processes for installations that are not as-of-right. ​ | Supportive of level of transformation incorporated in Integration Analysis Scenarios
| LULG | LULG-S08 | Clean Energy - Statewide Policies | Enabling | Establish statewide policies that require consistent advancement on building decarbonization by adopting a highly efficient State Energy Code aligned with CLCPA goals as soon as possible, establishing energy benchmarking and performance standards for buildings, and creating innovative public benefit financing mechanisms. ​ | Supportive of level of transformation incorporated in Integration Analysis Scenarios
| LULG | LULG-S02 | Land Use - Empower Local Government to Achieve Smart Growth | Enabling | Empower Local Government to Achieve Smart Growth Planning and Development. ​Provide direct planning and zoning assistance to local communities. Promote municipal implementation of mitigation strategies through enhanced technical assistance, increased support for local adoption of zoning and land use regulation consistent with smart growth principles and local policies that support sustainable, equitable development and the accelerated expansion of local clean energy through a streamlined “Plan-to-Zone” initiative | Supportive of level of transformation incorporated in Integration Analysis Scenarios
| LULG | LULG-S03 | Land Use - Enable Equitable Smart Growth Projects | Enabling | Enhance Resources to Enable Equitable Smart Growth Projects​. Provide local government with the necessary tools and resources to guide, enable and inform the process of achieving equitable smart growth projects such as TOD, mixed-income/affordable housing, downtown, village and hamlet centers, and infill development. | Supportive of level of transformation incorporated in Integration Analysis Scenarios
| LULG | LULG-S01 | Land Use - Future Growth | Enabling | Guide future growth, redevelopment, and conservation at the regional scale through regional planning. Facilitate and support collaborative smart growth comprehensive planning at the county and regional scales to inform and guide land use decisions, including designation of priority development areas and priority conservation areas​ | Supportive of level of transformation incorporated in Integration Analysis Scenarios
| LULG | LULG-S04 | Land Use - State Priorities | Enabling | Align State Funding Priorities​. Prioritize smart growth, equity, and sustainability in all relevant state funding, including new infrastructure spending | Supportive of level of transformation incorporated in Integration Analysis Scenarios
| LULG | LULG-S05 | Land Use - TOD | Enabling | Facilitate and Accelerate Equitable Transit Oriented Development (TOD).​ Accelerate mixed-use, mixed-income transit-oriented development around key transit hubs served by rail and bus. | Supportive of level of transformation incorporated in Integration Analysis Scenarios
| Power Gen | PWR-S07 | Access and Affordability for All​ | Enabling | Prioritize helping low-income utility customers and disadvantaged communities, while also assuring that these communities will be able to afford and fully benefit from the State’s transition to electrification​ | Supportive of level of transformation incorporated in Integration Analysis Scenarios
| Power Gen | PWR-S02 | Clean Energy Siting & Community Acceptance​ | Enabling | Support the development and use of information and resources for local communities to make beneficial decisions about renewable energy projects in their community. ​ | Supportive of level of transformation incorporated in Integration Analysis Scenarios
| Power Gen | PWR-S05 | Demand Side​ | Enabling | Analyze and appropriately model responsive demand as part of future generation and energy supply. Consider those modeled impacts on costs and timelines of power generation by decade and incorporate into system planning. It is imperative that flexible, responsive loads are analyzed and modeled appropriately to optimize for the lowest system cost and the most expeditious deployment of both clean supply and demand solutions. ​ | Supportive of level of transformation incorporated in Integration Analysis Scenarios; Integration Analysis incorporates demand flexibility into its scenario and sensitivity analysis framework.
| Power Gen | PWR-S03 | Distributed Generation / Distributed Energy Resources​ | Enabling | By generating smaller amounts of clean electricity closer to end-users, we can increase energy efficiency, reduce carbon pollution, improve grid resiliency, and potentially curtail the need for costly transmission investments.​ | Supportive of level of transformation incorporated in Integration Analysis Scenarios
| Power Gen | PWR-S12 | Energy Delivery & Hosting Capacity​ | Enabling | Pursue planning and implementation processes to facilitate necessary energy delivery options for the renewable energy buildout.​ | Supportive of level of transformation incorporated in Integration Analysis Scenarios
| Power Gen | PWR-S04 | Existing Storage Technology​ | Enabling | The State developed a 3GW goal for energy storage in the 2018 energy storage roadmap based on a 50% renewable target for 2030. 70% renewables and the transition to a carbon-free grid requires higher levels of energy storage as exemplified in the recent Power Grid Study identifying a need for >15GW.​ | Supportive of level of transformation incorporated in Integration Analysis Scenarios
| Power Gen | PWR-S01 | Growth of Large-Scale Renewable Energy Generation​ | Enabling | Accelerate deployment of renewable energy systems including solar, land-based wind, and offshore wind in alignment with the Clean Energy Standard. ​ | Supportive of level of transformation incorporated in Integration Analysis Scenarios
| Power Gen | PWR-S11 | Long Duration Storage Technology​ | Enabling | Achieving the CLCPA’s high renewable energy, zero emission electricity system will require substantial amount of energy storage operating over various timescales—spanning from minutes to hours, days, weeks and even longer—to maintain grid flexibility, reliability, and resiliency. ​ | Supportive of level of transformation incorporated into Integration Analysis Scenarios; Integration Analysis has assessed reliable provision of electric power for New York through least-cost optimization and reliability analysis, including analysis of multiple timescales of energy storage; Ongoing further research needed.
| Power Gen | PWR-S09 | Market Solutions​ | Enabling | Markets that incentivize resources with the desired attributes, provide optimal reliable grid management, and are sufficiently flexible to allow for technology innovation will help achieve the CLCPA objectives, while ensuring benefits for, and reducing impacts on, disadvantaged communities. ​ | Supportive of level of transformation incorporated in Integration Analysis Scenarios
| Power Gen | PWR-S06 | Reliability for the future grid​ | Enabling | Generation resources combined with the transmission and distribution systems, control centers, and wholesale markets provide a continuously operating, reliable system to service New York’s electric needs. All of these elements will need to transition and come together effectively to manage the transitioning grid to provide continuity of a reliable power system, while implementing the CLCPA. The recommendations to implement and achieve the CLCPA must support the high reliability standards in place in NY by implementing improvements and enhancements where needed and sustaining the practices that provide high quality electric service. If properly integrated the additional clean distributed generation, storage and large-scale renewables which the CLCPA will provide will help to build a more flexible and resilient grid to address and mitigate the impacts of climate change.​ | Supportive of level of transformation incorporated into Integration Analysis Scenarios; Integration Analysis has assessed reliable provision of electric power for New York through least-cost optimization and reliability analysis; Ongoing further research needed.
| Power Gen | PWR-S14 | Retirement of Fossil Fuel-Fired Facilities​ | Enabling | Develop a plan and implement regulations to phase out fossil fuel-fired baseload and peaking generation resources as quickly as practicable while retaining system reliability by prioritizing efforts to lower emissions of co-pollutants in disadvantaged and environmental justice communities. Leverage existing technology, innovative zero-emissions technology where feasible, transmission and distribution investment, targeted energy efficiency and demand response, market design, and policy or regulatory mechanisms.​ | Supportive of level of transformation incorporated in Integration Analysis Scenarios
| Power Gen | PWR-S10 | Technology Solutions​ | Enabling | Increase research, development, and appropriately-scaled demonstration and deployment of emissions-free technology needed to reach our goals.​ | Supportive of level of transformation incorporated in Integration Analysis Scenarios
| Power Gen | PWR-S08 | Workforce Development​ | Enabling | Make it a priority to provide education and career opportunities for individuals with a focus on disadvantaged communities to enter the clean energy industry. Ensure a just transition for people currently employed in fossil industries so their needs are met. ​ | Supportive of level of transformation incorporated in Integration Analysis Scenarios
| Transportation | TRNS-S12 | Market-Based Policies and Financing - Electrification Financing | Enabling | Public & private approaches to electrification financing​ | Supportive of level of transformation incorporated in Integration Analysis Scenarios
| Transportation | TRNS-S10 | Smart Growth - Planning and Collaboration | Enabling | Encourage the business and economic development community to work more closely with local planners, public transportation officials, and other transportation providers in business location and expansion projects.​ Launch an Expansive, Multi-Dimensional, Grass-Roots Public Education Campaign on the Links Among Land Use (Smart Growth), Public Transportation and Housing and their roles in reversing climate change. | Supportive of level of transformation incorporated in Integration Analysis Scenarios
| Waste | WST-S11 | Green Jobs | Enabling | Green, equitable jobs and workforce development. Institute coordination around workforce recruitment and employment frameworks. Develop strategies that result in a living wage green-collar labor system for residents and communities that are economically disadvantaged. Sustainable funding for environmental justice, resident-led initiatives with proven, shovel-ready (local and regional) solutions that reduce and divert recyclables and organics with a focus on multi-family buildings, disadvantaged, BIPOC, and underperforming communities.​ | Supportive of level of transformation incorporated in Integration Analysis Scenarios
| Waste | WST-S10 | Research | Enabling | Continue to research and obtain more accurate data on climate impacts from solid waste​ | In general, outside of Integration Analysis scope. However, this is an area for further research.
| EEH | EEH-S15 | ​Energy Efficiency Upgrades for Existing Homes​ | Cross-cutting panel recs | Although the Panel's recommendations do not include a regulatory requirement to perform energy efficiency upgrades to existing residential buildings, the Panel underscores the importance of insulation/weatherization and energy efficiency measures to make homes comfortable and to reduce emissions, heating costs, and seasonal demand peaks. Either regulations and/or substantial subsidies likely will be needed in the future to effectuate this at scale. Given market challenges and costs, the Panel recommends that the first step is to require energy benchmarking and disclosure as described in Mitigation Strategy #2, which can then inform future policy deliberations and programs to assist low-income New Yorkers. In the meantime, funding for LMI weatherization/energy efficiency efforts will need to be substantially increased.​ | Integration Analysis includes substantial investment in building energy efficiency measures
| EEH | EEH-S14 | Adaptation and Resilience​ | Cross-cutting panel recs | Adaptation and Resilience recommendations are of material importance as buildings electrify heating systems, and as the frequency of extreme weather events increases the probability and scale of grid outages. At the building level, the Panel recommends several changes in the State codes that support more resilient buildings and efficient, flexible technologies that can enhance grid reliability and resilience, including high-performance walls/roofs/windows to improve passive survivability, solar PV along with energy storage readiness, grid-interactive appliances, and EV readiness to position for vehicle-to-grid/vehicle-to-building applications. The Panel also supports multiple specific recommendations advanced by the cross-panel Adaptation and Resilience group, notably: (i) to develop policies and programs to reduce human risks associated with new patterns of thermal extremes (e.g., community-based cooling and warming centers, weatherization from thermal extremes, cool roofs); (ii) to ensure the reliability, resilience and safety of a decarbonized energy system (e.g., modernize the energy system, energy efficiency upgrades and capital improvements to buildings to endure grid failures and to accept power when the system is re-energized); and (iii) to strengthen meaningful community engagement and public education and build adaptive capacity (e.g., train building operations staff in disaster preparedness, provide home and small business resilience audits/refinancing). The Panel underscores the need for additional research, analysis, and policy development on this critical topic.​ | In general, outside of Integration Analysis scope. However, this is an area for further research.
| EEH | EEH-S13 | Energy Costs and Price Signals​ | Cross-cutting panel recs | The Panel recommends ongoing PSC attention to rate design and retail rate price signals for both electricity and gas, to ensure affordability as buildings electrify and to promote demand flexibility. ​ | Supportive of level of transformation incorporated in Integration Analysis Scenarios; Integration Analysis incorporates demand flexibility into its scenario and sensitivity analysis framework.
| EEH | EEH-S11 | Federal Agenda​ | Cross-cutting panel recs | The Panel recommends the CAC advocate for Federal resources and policy support in the scoping plan. Climate change is a national and global problem. New York State is a leader but will need significant assistance and partnership from the Federal government to bring these recommendations to fruition.​ | Outside Integration Analysis scope
| EEH | EEH-S12 | Revenue Sources​ | Cross-cutting panel recs | The Panel recommends the CAC conduct an economy-wide analysis to identify resources and funding mechanisms to support the final scoping plan. While the Panel identified and recommended some potential funding/financing mechanisms, these do not address the full need outlined in the recommendations. Further analysis and expert/stakeholder input is needed to identify resources for this scale of transformation.​ | Outside Integration Analysis scope

## GSP
New York GSP and Population
Gross State Product (GSP) data, population, and other summary data for New York State. Note we provide GSP forecast for reference, but it is not a direct driver of energy consumption in the PATHWAYS modeling framework
Source:
Patterns and Trends report, NYSERDA |  |  | https://www.nyserda.ny.gov/about/publications/ea-reports-and-studies/patterns-and-trends
Note: After 2017, the population data listed corresponds to population forecast data provided in the Inputs and Assumptions Workbook
|  | Population | G.S.P.
|  | (Thousand) | Million 2020$
| 1990 | 17990.778 | 961091.7726
| 1991 | 18122.51 | 930030.5469
| 1992 | 18246.653 | 943458.523
| 1993 | 18374.954 | 947410.6822
| 1994 | 18459.47 | 954379.4935
| 1995 | 18524.104 | 973759.4374
| 1996 | 18588.46 | 1006700.6038
| 1997 | 18656.546 | 1139905.5208
| 1998 | 18755.906 | 1164457.0576
| 1999 | 18882.725 | 1213437.3324
| 2000 | 18977.026 | 1240444.5683
| 2001 | 19082.838 | 1261477.1367
| 2002 | 19137.8 | 1255496.1052
| 2003 | 19175.939 | 1253111.7849
| 2004 | 19171.567 | 1287902.9628
| 2005 | 19132.61 | 1323756.2784
| 2006 | 19104.631 | 1353576.2982
| 2007 | 19132.335 | 1362159.4801
| 2008 | 19212.436 | 1300363.1487
| 2009 | 19307.066 | 1368613.2701
| 2010 | 19378.102 | 1417934.1848
| 2011 | 19519.529 | 1399586.3817
| 2012 | 19602.769 | 1467041.7067
| 2013 | 19673.546 | 1482088.9185
| 2014 | 19718.515 | 1536141.9842
| 2015 | 19747.183 | 1599213.4415
| 2016 | 19745.289 | 1670126.8347
| 2017 | 19378 | 1702319.4094 | Historical data
| 2018 | 19618.453 | 1719342.6035 | Forecast
| 2019 | 19649.017 | 1736536.0295
| 2020 | 19679.7033 | 1753901.3898
| 2021 | 19710.5122 | 1771440.4037
| 2022 | 19741.4443 | 1789154.8077
| 2023 | 19772.4997 | 1807046.3558
| 2024 | 19803.6788 | 1825116.8194
| 2025 | 19834.9821 | 1843367.9876
| 2026 | 19866.4099 | 1861801.6675
| 2027 | 19897.9626 | 1880419.6841
| 2028 | 19929.6405 | 1899223.881
| 2029 | 19961.444 | 1918216.1198
| 2030 | 19993.3735 | 1937398.281
| 2031 | 20025.4294 | 1956772.2638
| 2032 | 20057.612 | 1976339.9864
| 2033 | 20089.9216 | 1996103.3863
| 2034 | 20122.3588 | 2016064.4202
| 2035 | 20154.9238 | 2036225.0644
| 2036 | 20187.6171 | 2056587.315
| 2037 | 20220.439 | 2077153.1881
| 2038 | 20253.3899 | 2097924.72
| 2039 | 20286.4701 | 2118903.9672
| 2040 | 20319.6802 | 2140093.0069
| 2041 | 20353.0204 | 2161493.937
| 2042 | 20386.4912 | 2183108.8763
| 2043 | 20420.0929 | 2204939.9651
| 2044 | 20453.8259 | 2226989.3648
| 2045 | 20487.6906 | 2249259.2584
| 2046 | 20521.6875 | 2271751.851
| 2047 | 20555.8168 | 2294469.3695
| 2048 | 20590.0791 | 2317414.0632
| 2049 | 20624.4747 | 2340588.2038
| 2050 | 20659.0039 | 2363994.0859

## Annual Emissions
Gross Annual Emissions by Scenario
Climate Act accounting of gross GHG emissions by scenario and year.
Note: 2020 is a modeled year, reflecting historical trends.
DEC Part 496, Statewide Greenhouse Gas Emissions Limit | Adopted Part 496, Statewide Greenhouse Gas Emission Limits - NYS Dept. of Environmental Conservation
Gross Emissions by Scenario and Year using CLCPA Accounting Conventions
Gross Emissions by Scenario (MMT CO2e)
| Scenario | 2020 | 2021 | 2022 | 2023 | 2024 | 2025 | 2026 | 2027 | 2028 | 2029 | 2030 | 2031 | 2032 | 2033 | 2034 | 2035 | 2036 | 2037 | 2038 | 2039 | 2040 | 2041 | 2042 | 2043 | 2044 | 2045 | 2046 | 2047 | 2048 | 2049 | 2050
| Reference | 380.6688 | 376.2711 | 374.1629 | 369.1683 | 364.1981 | 360.9595 | 354.8357 | 348.4221 | 342.0653 | 335.8495 | 328.6554 | 325.611 | 322.7631 | 320.116 | 317.5095 | 315.194 | 314.0719 | 312.7988 | 311.6485 | 310.6283 | 309.8044 | 308.8377 | 307.8464 | 307.2104 | 306.7897 | 306.3347 | 307.176 | 308.1453 | 309.1075 | 310.2804 | 311.4164
| AP Recommendations | 380.6032 | 374.627 | 370.3937 | 362.6619 | 349.6016 | 339.0053 | 326.7786 | 313.3559 | 299.8512 | 285.7729 | 268.3757 | 256.5159 | 244.5625 | 232.2083 | 220.0602 | 206.8683 | 191.9785 | 177.8882 | 164.2663 | 150.8296 | 137.4592 | 127.5477 | 118.0925 | 110.1434 | 102.9816 | 95.8146 | 90.0696 | 85.2136 | 80.7779 | 76.6346 | 72.2349
| Strategic Use of Low-Carbon Fuels | 379.7857 | 372.9419 | 368.4468 | 359.3329 | 344.345 | 330.9009 | 316.3294 | 299.9096 | 282.7362 | 264.7646 | 244.2521 | 231.1313 | 218.195 | 205.5706 | 193.217 | 179.418 | 165.2139 | 152.0714 | 139.3257 | 126.8571 | 113.4783 | 105.617 | 98.1311 | 91.7955 | 85.9974 | 79.122 | 74.5364 | 70.8295 | 67.7714 | 64.7962 | 60.3295
| Accelerated Transition Away from Combustion | 380.1199 | 373.3851 | 369.0117 | 360.9875 | 346.8688 | 333.9813 | 320.6597 | 299.2316 | 278.3022 | 263.2939 | 245.2763 | 233.2176 | 221.1386 | 209.1682 | 197.3064 | 183.5063 | 169.4385 | 156.1773 | 143.1998 | 130.5023 | 116.9283 | 108.71 | 100.9245 | 94.4958 | 88.6755 | 81.7527 | 77.1944 | 73.2701 | 69.6978 | 66.3572 | 61.7997
| Beyond 85% Reductions | 380.2688 | 373.5836 | 368.3534 | 359.6995 | 344.9849 | 331.5245 | 317.5914 | 295.7901 | 274.5796 | 258.7222 | 239.9565 | 226.9179 | 214.0709 | 201.3769 | 188.9198 | 176.5731 | 162.0325 | 148.3743 | 135.0548 | 122.0452 | 110.0367 | 100.8958 | 92.2157 | 84.973 | 78.4033 | 72.5656 | 67.3028 | 62.6967 | 58.4264 | 54.3172 | 50.5154
| Gross Emissions Limits | 2030: 245.8994; 2050: 61.4749

## Snapshot Emissions by Sector
Snapshots of Emissions by Sector
GHG emissions, and emissions reductions relative to 2020, by sector for key years (2020, 2030, 2050) across each scenario
Note: 2020 is a modeled year, reflecting historical trends.
| 2030 Emissions Snapshot | [14 empty] | 2050 Emissions Snapshot
Emissions by Sector (MMT CO2e)
| Scenario | Reference Case |  |  | Scenario 1: AP Recommendations |  |  | Scenario 2: Strategic Use of Low Carbon Fuels |  |  | Scenario 3: Accelerated Transition Away from Combustion |  |  | Scenario 4: Beyond 85% Reductions
| Sector | 2020 | 2030 | 2050 | 2020 | 2030 | 2050 | 2020 | 2030 | 2050 | 2020 | 2030 | 2050 | 2020 | 2030 | 2050
| Buildings | 103.5414 | 97.4621 | 93.9929 | 103.8323 | 77.6318 | 6.8333 | 103.3348 | 67.0404 | 3.9574 | 103.4701 | 66.3072 | 3.8814 | 103.6099 | 65.4784 | 3.8499
| Transportation | 104.9201 | 90.0719 | 64.3105 | 104.9421 | 83.261 | 16.2437 | 104.7578 | 74.453 | 13.343 | 104.9318 | 73.2616 | 15.0755 | 104.9347 | 70.1697 | 10.0988
| Industry | 15.1838 | 14.8969 | 17.4034 | 15.1694 | 12.9 | 4.5026 | 15.1434 | 11.3384 | 3.9814 | 15.1607 | 12.892 | 3.9055 | 15.1694 | 11.5068 | 3.9055
| Electricity | 52.5079 | 18.3414 | 26.406 | 52.3153 | 15.6604 | 0.27618 | 52.2898 | 15.7992 | 0.29433 | 52.2973 | 17.3347 | 0.26965 | 52.2948 | 17.3209 | 0.24143
| Oil and Gas | 14.1049 | 12.9132 | 11.6964 | 14.1049 | 4.8088 | 3.0547 | 14.1049 | 4.8088 | 3.0547 | 14.1049 | 4.6684 | 2.9692 | 14.1049 | 4.6684 | 2.9692
| Agriculture and Waste | 66.7546 | 67.1015 | 67.2252 | 66.583 | 58.0929 | 38.946 | 66.499 | 54.7916 | 33.3201 | 66.499 | 54.7916 | 33.3201 | 66.499 | 54.7916 | 27.0723
| Sequestration | -29.107 | -27.809 | -25.144 | -29.612 | -33.687 | -34.478 | -29.612 | -33.687 | -34.478 | -29.612 | -34.767 | -40 | -29.612 | -34.767 | -40
| Others [IPPU, HFC] | 23.6561 | 27.8685 | 30.3819 | 23.6561 | 16.0207 | 2.3784 | 23.6561 | 16.0207 | 2.3784 | 23.6561 | 16.0207 | 2.3784 | 23.6561 | 16.0207 | 2.3784
| NETs | 0 | 0 | 0 | 0 | 0 | 0 | 0 | 0 | -11 | 0 | 0 | -17 | 0 | 0 | 0.00082019
| Gross | 380.6688 | 328.6554 | 311.4164 | 380.6032 | 268.3757 | 72.2349 | 379.7857 | 244.2521 | 60.3295 | 380.1199 | 245.2763 | 61.7997 | 380.2688 | 239.9565 | 50.5154
| Net | 341.3664 | 290.8267 | 278.0795 | 341.2114 | 218.8301 | 18.7787 | 339.0837 | 186.9173 | -0.19208 | 340.2035 | 201.1192 | -0.04945 | 340.6459 | 193.6916 | 0.32121
Emissions Reduction % by Sector (Relative to 2020)
| Scenario | Reference Case |  |  | Scenario 1: AP Recommendations |  |  | Scenario 2: Strategic Use of Low Carbon Fuels |  |  | Scenario 3: Accelerated Transition Away from Combustion |  |  | Scenario 4: Beyond 85% Reductions
| Sector | 2020 | 2030 | 2050 | 2020 | 2030 | 2050 | 2020 | 2030 | 2050 | 2020 | 2030 | 2050 | 2020 | 2030 | 2050
| Buildings | 0% | -5.871% | -9.222% | 0.281% | -25.02% | -93.4% | -0.1996% | -35.25% | -96.18% | -0.06884% | -35.96% | -96.25% | 0.06619% | -36.76% | -96.28%
| Transportation | 0% | -14.15% | -38.71% | 0.02098% | -20.64% | -84.52% | -0.1547% | -29.04% | -87.28% | 0.01108% | -30.17% | -85.63% | 0.01389% | -33.12% | -90.37%
| Industry | 0% | -1.889% | 14.62% | -0.09462% | -15.04% | -70.35% | -0.266% | -25.33% | -73.78% | -0.1518% | -15.09% | -74.28% | -0.09462% | -24.22% | -74.28%
| Electricity | 0% | -65.07% | -49.71% | -0.3667% | -70.18% | -99.47% | -0.4154% | -69.91% | -99.44% | -0.4011% | -66.99% | -99.49% | -0.4058% | -67.01% | -99.54%
| Oil and Gas | 0% | -8.449% | -17.08% | 0% | -65.91% | -78.34% | 0% | -65.91% | -78.34% | 0% | -66.9% | -78.95% | 0% | -66.9% | -78.95%
| Agriculture and Waste | 0% | 0.5196% | 0.705% | -0.2572% | -12.98% | -41.66% | -0.383% | -17.92% | -50.09% | -0.383% | -17.92% | -50.09% | -0.383% | -17.92% | -59.45%
| Sequestration | 0% | -4.459% | -13.62% | 1.735% | 15.74% | 18.45% | 1.735% | 15.74% | 18.45% | 1.735% | 19.45% | 37.42% | 1.735% | 19.45% | 37.42%
| Others [IPPU, HFC] | 0% | 17.81% | 28.43% | 0% | -32.28% | -89.95% | 0% | -32.28% | -89.95% | 0% | -32.28% | -89.95% | 0% | -32.28% | -89.95%
| NETs | N/A | N/A | N/A | N/A | N/A | N/A | N/A | N/A | N/A | N/A | N/A | N/A | N/A | N/A | N/A
| Gross | 0% | -13.66% | -18.19% | -0.01725% | -29.5% | -81.02% | -0.232% | -35.84% | -84.15% | -0.1442% | -35.57% | -83.77% | -0.1051% | -36.96% | -86.73%
| Net | 0% | -14.81% | -18.54% | -0.0454% | -35.9% | -94.5% | -0.6687% | -45.24% | -100.1% | -0.3407% | -41.08% | -100% | -0.211% | -43.26% | -99.91%
Note: rows 34:41 include biogenic emissions from biogenic fuel combustion, per the "gross" emissions accounting convention. Row 44 does not include these biogenic emissions, per the "net" emissions accounting convention. Therefore, the sum of rows 34:42 does not equal row 44.

## 2020 Emissions
Summary of 2020 Emissions
GHG emissions by subsector and pollutant for 2020.
Note: 2020 is a modeled year, reflecting historical trends.
| Summary Emissions by Subsector in 2020 (MMT CO2e) |  |  | 2020 Emissions by Pollutant (MMT CO2e)
| Sector | Subsector | 2020 Emissions [CO2e] | Sector | 2020 Emissions [CO2e] | % of gross
| Buildings | Space Heating | 73.1646 | CO2 Sink | -29.107
| Buildings | Water Heating | 15.3618 | CO2 | 221.793 | 58.34%
| Buildings | Cooking | 4.6925 | CH4 | 134.2653 | 35.32%
| Buildings | Other | 10.3225 | HFCs | 21.3142 | 5.606%
| Industry | Chemicals | 1.115 | N2O | 2.8016 | 0.7369%
| Industry | Other | 14.0688 | Other | 0 | 0%
| Transportation | Passenger Vehicles | 70.5681 | Net Emissions | 341.3664 |  | <- note "net" also excludes biogenic CO2, so is not sum of gross + sink
| Transportation | MDVs + HDVs | 14.479
| Transportation | Aviation | 9.6112 | Gross Emissions | 380.1741
| Transportation | Other | 10.2619
| Electricity Generation | Natural Gas | 52.4822
| Electricity Generation | Other | 0.025712
| Fugitive Emissions | Fugitive Emissions | 14.1049 | 2020 Emissions by Pollutant (MMT CO2e) (Donut Chart)
| IPPU | Refrigerants | 21.3142 | Gas | Sector | 2020 Emissions [CO2e]
| IPPU | Other | 2.3418 | CO2 | Residential | 49.1044 | < Used to calculate Buildings total
| Waste | Landfills | 35.4314 | CO2 | Commercial | 26.3072
| Waste | Other | 10.0862 | CH4 | Residential | 17.7156
| Agriculture | Animal Feeding | 13.44 | CH4 | Commercial | 10.2175
| Agriculture | Other | 7.797 | CO2 | Buildings | 75.4116
|  |  |  | CO2 | Industrial | 13.9633 | <- Includes IPPU
|  |  |  | CO2 | Transportation | 92.7828
| Emissions by Sector (MMT CO2e) |  |  | CO2 | Electricity | 35.6351
| Sector | 2020 |  | CO2 | Other | 4.0002
| Transportation | 75.9182 |  | CH4 | Buildings | 27.9331
| Transportation (Upstream) | 29.002 |  | CH4 | Industrial | 3.5208
| Industrial | 10.1498 |  | CH4 | Transportation | 11.4895
| Industrial (Upstream) | 5.034 |  | CH4 | Electricity | 16.8287
| Commercial | 21.7005 |  | CH4 | Fugitive Emissions | 14.1049
| Commercial (Upstream) | 14.915 |  | CH4 | Waste | 41.1523
| Residential | 42.2748 |  | CH4 | Agriculture | 19.236
| Residential (Upstream) | 24.6511 |  | CH4 | Other | 0
| Electricity | 29.6146 |  | HFCs | Refrigerants and Other | 21.3142
| Electricity (Upstream) | 22.8933 |  | N2O | Agriculture | 1.848
| Petroleum Refining | 0 |  | N2O | Other | 0.9536
| Fugitive Emissions | 14.1049
| IPPU | 23.6561
| Waste | 45.5176
| AFOLU (Source) | 21.237
| AFOLU (Sink) | -29.107
| Gross | 380.6688
| Net | 341.3664
*Note gross sums do not match exactly due to rounding
* Note: rows 62:76 include biogenic emissions from biogenic fuel combustion, per the "gross" emissions accounting convention. Row 79 does not include these biogenic emissions, per the "net" emissions accounting convention. Therefore, the sum of rows 62:77 does not equal row 79

## IPAT Charts
IPAT Charts
Charts showing Population, GSP, Energy Intensity per Capita, Energy Intensity per GSP, GHG Intensity per Capita, GHG Intensity per GSP, for the reference case and Scenarios 2-4
Note: 2020 is a modeled year, reflecting historical trends.
Key Drivers Metrics
| Category | Units | 2020 | 2021 | 2022 | 2023 | 2024 | 2025 | 2026 | 2027 | 2028 | 2029 | 2030 | 2031 | 2032 | 2033 | 2034 | 2035 | 2036 | 2037 | 2038 | 2039 | 2040 | 2041 | 2042 | 2043 | 2044 | 2045 | 2046 | 2047 | 2048 | 2049 | 2050
| Population | Million People | 19.6797 | 19.7105 | 19.7414 | 19.7725 | 19.8037 | 19.835 | 19.8664 | 19.898 | 19.9296 | 19.9614 | 19.9934 | 20.0254 | 20.0576 | 20.0899 | 20.1224 | 20.1549 | 20.1876 | 20.2204 | 20.2534 | 20.2865 | 20.3197 | 20.353 | 20.3865 | 20.4201 | 20.4538 | 20.4877 | 20.5217 | 20.5558 | 20.5901 | 20.6245 | 20.659
| GSP | Billion 2019$ | 1783.9013 | 1817.4208 | 1851.5701 | 1886.3611 | 1921.8059 | 1957.9166 | 1994.7058 | 2032.1864 | 2070.3712 | 2109.2734 | 2148.9067 | 2189.2846 | 2230.4213 | 2272.3309 | 2315.028 | 2358.5274 | 2402.8441 | 2447.9935 | 2493.9913 | 2540.8534 | 2588.5961 | 2637.2358 | 2686.7895 | 2737.2742 | 2788.7076 | 2841.1074 | 2894.4918 | 2948.8793 | 3004.2888 | 3060.7394 | 3118.2507
Gross GHG Emissions
| Scenario | Units | 2020 | 2021 | 2022 | 2023 | 2024 | 2025 | 2026 | 2027 | 2028 | 2029 | 2030 | 2031 | 2032 | 2033 | 2034 | 2035 | 2036 | 2037 | 2038 | 2039 | 2040 | 2041 | 2042 | 2043 | 2044 | 2045 | 2046 | 2047 | 2048 | 2049 | 2050
| Reference | MMT CO2e | 380.6688 | 376.2711 | 374.1629 | 369.1683 | 364.1981 | 360.9595 | 354.8357 | 348.4221 | 342.0653 | 335.8495 | 328.6554 | 325.611 | 322.7631 | 320.116 | 317.5095 | 315.194 | 314.0719 | 312.7988 | 311.6485 | 310.6283 | 309.8044 | 308.8377 | 307.8464 | 307.2104 | 306.7897 | 306.3347 | 307.176 | 308.1453 | 309.1075 | 310.2804 | 311.4164
| Scenario 2 | MMT CO2e | 379.7857 | 372.9419 | 368.4468 | 359.3329 | 344.345 | 330.9009 | 316.3294 | 299.9096 | 282.7362 | 264.7646 | 244.2521 | 231.1313 | 218.195 | 205.5706 | 193.217 | 179.418 | 165.2139 | 152.0714 | 139.3257 | 126.8571 | 113.4783 | 105.617 | 98.1311 | 91.7955 | 85.9974 | 79.122 | 74.5364 | 70.8295 | 67.7714 | 64.7962 | 60.3295
| Scenario 3 | MMT CO2e | 380.1199 | 373.3851 | 369.0117 | 360.9875 | 346.8688 | 333.9813 | 320.6597 | 299.2316 | 278.3022 | 263.2939 | 245.2763 | 233.2176 | 221.1386 | 209.1682 | 197.3064 | 183.5063 | 169.4385 | 156.1773 | 143.1998 | 130.5023 | 116.9283 | 108.71 | 100.9245 | 94.4958 | 88.6755 | 81.7527 | 77.1944 | 73.2701 | 69.6978 | 66.3572 | 61.7997
| Scenario 4 | MMT CO2e | 380.2688 | 373.5836 | 368.3534 | 359.6995 | 344.9849 | 331.5245 | 317.5914 | 295.7901 | 274.5796 | 258.7222 | 239.9565 | 226.9179 | 214.0709 | 201.3769 | 188.9198 | 176.5731 | 162.0325 | 148.3743 | 135.0548 | 122.0452 | 110.0367 | 100.8958 | 92.2157 | 84.973 | 78.4033 | 72.5656 | 67.3028 | 62.6967 | 58.4264 | 54.3172 | 50.5154
Final Energy Demand
| Scenario | Units | 2020 | 2021 | 2022 | 2023 | 2024 | 2025 | 2026 | 2027 | 2028 | 2029 | 2030 | 2031 | 2032 | 2033 | 2034 | 2035 | 2036 | 2037 | 2038 | 2039 | 2040 | 2041 | 2042 | 2043 | 2044 | 2045 | 2046 | 2047 | 2048 | 2049 | 2050
| Reference | Tbtu | 2792.3685 | 2774.0242 | 2752.0114 | 2728.0543 | 2700.7622 | 2670.2419 | 2646.9446 | 2623.1303 | 2599.2603 | 2575.7429 | 2552.0894 | 2529.3825 | 2507.7527 | 2487.0556 | 2467.4211 | 2449.2706 | 2432.2913 | 2416.886 | 2403.169 | 2391.1643 | 2381.535 | 2373.3494 | 2367.3498 | 2362.5335 | 2360.1835 | 2358.0987 | 2357.4225 | 2357.6605 | 2357.993 | 2360.3803 | 2362.5611
| Scenario 2 | Tbtu | 2791.533 | 2761.4482 | 2725.3334 | 2682.2425 | 2632.9517 | 2576.1517 | 2517.107 | 2449.2041 | 2373.9187 | 2294.1146 | 2208.6657 | 2132.2095 | 2056.6618 | 1982.9815 | 1910.8402 | 1840.9423 | 1775.3274 | 1713.2688 | 1654.6497 | 1600.2449 | 1550.6125 | 1505.8947 | 1466.3868 | 1432.3693 | 1402.8776 | 1377.0926 | 1355.2958 | 1336.4794 | 1319.785 | 1307.3328 | 1296.8439
| Scenario 3 | Tbtu | 2791.5075 | 2761.3982 | 2725.3833 | 2682.4579 | 2633.3225 | 2576.6247 | 2517.5734 | 2401.2926 | 2288.4991 | 2221.491 | 2147.7155 | 2080.9323 | 2013.4744 | 1946.3463 | 1879.5085 | 1813.6883 | 1750.9721 | 1689.6073 | 1630.5863 | 1575.5443 | 1525.1811 | 1479.7648 | 1439.6294 | 1405.116 | 1375.2608 | 1349.1983 | 1327.1768 | 1308.1528 | 1291.2402 | 1278.5822 | 1267.851
| Scenario 4 | Tbtu | 2791.5075 | 2761.3982 | 2720.5851 | 2673.0286 | 2619.4625 | 2558.5851 | 2495.6405 | 2377.0354 | 2262.4008 | 2192.6745 | 2116.605 | 2047.8492 | 1978.7218 | 1910.227 | 1842.31 | 1775.6724 | 1714.9399 | 1655.6148 | 1598.5879 | 1545.3936 | 1496.7095 | 1452.8508 | 1414.1569 | 1380.9279 | 1352.271 | 1327.3611 | 1306.4289 | 1288.4564 | 1272.6062 | 1260.8388 | 1251.0427
Energy Intensity Per Capita
| Scenario | Units | 2020 | 2021 | 2022 | 2023 | 2024 | 2025 | 2026 | 2027 | 2028 | 2029 | 2030 | 2031 | 2032 | 2033 | 2034 | 2035 | 2036 | 2037 | 2038 | 2039 | 2040 | 2041 | 2042 | 2043 | 2044 | 2045 | 2046 | 2047 | 2048 | 2049 | 2050
| Reference | MMBtu/person | 141.8908 | 140.7383 | 139.4027 | 137.9721 | 136.3768 | 134.6229 | 133.2372 | 131.8291 | 130.4218 | 129.0359 | 127.6468 | 126.3085 | 125.0275 | 123.7962 | 122.6209 | 121.5222 | 120.4843 | 119.5269 | 118.6551 | 117.8699 | 117.2034 | 116.6092 | 116.1235 | 115.6965 | 115.3908 | 115.0983 | 114.8747 | 114.6955 | 114.5208 | 114.4456 | 114.3599
| Scenario 2 | MMBtu/person | 141.8483 | 140.1003 | 138.0514 | 135.6552 | 132.9527 | 129.8792 | 126.7017 | 123.0882 | 119.115 | 114.9273 | 110.4699 | 106.4751 | 102.5377 | 98.7053 | 94.961 | 91.3396 | 87.9414 | 84.7296 | 81.6974 | 78.8824 | 76.3109 | 73.9888 | 71.9293 | 70.1451 | 68.5875 | 67.2156 | 66.0421 | 65.0171 | 64.0981 | 63.3874 | 62.7738
| Scenario 3 | MMBtu/person | 141.847 | 140.0977 | 138.0539 | 135.6661 | 132.9714 | 129.9031 | 126.7251 | 120.6803 | 114.8289 | 111.2891 | 107.4214 | 103.9145 | 100.3846 | 96.8817 | 93.404 | 89.9874 | 86.735 | 83.5594 | 80.5093 | 77.6648 | 75.0593 | 72.7049 | 70.6168 | 68.8105 | 67.2373 | 65.8541 | 64.6719 | 63.6391 | 62.7118 | 61.9934 | 61.3704
| Scenario 4 | MMBtu/person | 141.847 | 140.0977 | 137.8108 | 135.1892 | 132.2715 | 128.9936 | 125.6211 | 119.4612 | 113.5194 | 109.8455 | 105.8653 | 102.2624 | 98.6519 | 95.0838 | 91.5554 | 88.1012 | 84.9501 | 81.8783 | 78.9294 | 76.1785 | 73.6581 | 71.3826 | 69.3674 | 67.6259 | 66.1134 | 64.7882 | 63.6609 | 62.6809 | 61.8068 | 61.1331 | 60.5568
Energy Intensity Per GSP
| Scenario | Units | 2020 | 2021 | 2022 | 2023 | 2024 | 2025 | 2026 | 2027 | 2028 | 2029 | 2030 | 2031 | 2032 | 2033 | 2034 | 2035 | 2036 | 2037 | 2038 | 2039 | 2040 | 2041 | 2042 | 2043 | 2044 | 2045 | 2046 | 2047 | 2048 | 2049 | 2050
| Reference | MMBtu/Million $ | 1565.3156 | 1526.3522 | 1486.3123 | 1446.1994 | 1405.3252 | 1363.818 | 1326.9849 | 1290.7922 | 1255.4562 | 1221.1517 | 1187.6223 | 1155.3466 | 1124.3404 | 1094.4953 | 1065.8277 | 1038.4745 | 1012.2551 | 987.2926 | 963.5835 | 941.0871 | 920.0103 | 899.9383 | 881.1073 | 863.0971 | 846.3359 | 829.9928 | 814.4512 | 799.5107 | 784.8756 | 771.1798 | 757.6559
| Scenario 2 | MMBtu/Million $ | 1564.8472 | 1519.4325 | 1471.904 | 1421.9136 | 1370.0404 | 1315.7617 | 1261.8938 | 1205.2064 | 1146.6151 | 1087.6326 | 1027.8091 | 973.9298 | 922.0957 | 872.6641 | 825.4069 | 780.5474 | 738.8442 | 699.8666 | 663.4545 | 629.8061 | 599.0168 | 571.0125 | 545.7766 | 523.2831 | 503.0565 | 484.7027 | 468.2327 | 453.216 | 439.3003 | 427.1297 | 415.8883
| Scenario 3 | MMBtu/Million $ | 1564.8329 | 1519.405 | 1471.9309 | 1422.0278 | 1370.2334 | 1316.0033 | 1262.1277 | 1181.6301 | 1105.3569 | 1053.202 | 999.4457 | 950.5079 | 902.7328 | 856.5418 | 811.8729 | 768.9919 | 728.7082 | 690.2009 | 653.8059 | 620.0847 | 589.1924 | 561.1045 | 535.8177 | 513.3267 | 493.1535 | 474.8846 | 458.5181 | 443.6101 | 429.799 | 417.7364 | 406.5905
| Scenario 4 | MMBtu/Million $ | 1564.8329 | 1519.405 | 1469.3395 | 1417.0291 | 1363.0214 | 1306.7896 | 1251.1321 | 1169.6936 | 1092.7513 | 1039.5402 | 984.9683 | 935.3965 | 887.1516 | 840.6465 | 795.8046 | 752.8733 | 713.7125 | 676.315 | 640.9757 | 608.2183 | 578.1935 | 550.8991 | 526.3371 | 504.4902 | 484.9096 | 467.1985 | 451.35 | 436.9309 | 423.5965 | 411.9393 | 401.2002
GHG Intensity per Capita
| Scenario | Units | 2020 | 2021 | 2022 | 2023 | 2024 | 2025 | 2026 | 2027 | 2028 | 2029 | 2030 | 2031 | 2032 | 2033 | 2034 | 2035 | 2036 | 2037 | 2038 | 2039 | 2040 | 2041 | 2042 | 2043 | 2044 | 2045 | 2046 | 2047 | 2048 | 2049 | 2050
| Reference | tCO2e/person | 19.3432 | 19.0899 | 18.9532 | 18.6708 | 18.3904 | 18.1981 | 17.8611 | 17.5104 | 17.1636 | 16.8249 | 16.4382 | 16.2599 | 16.0918 | 15.9342 | 15.7789 | 15.6386 | 15.5577 | 15.4694 | 15.3875 | 15.3121 | 15.2465 | 15.174 | 15.1005 | 15.0445 | 14.9991 | 14.9521 | 14.9684 | 14.9907 | 15.0124 | 15.0443 | 15.0741
| Scenario 2 | tCO2e/person | 19.2983 | 18.921 | 18.6636 | 18.1734 | 17.3879 | 16.6827 | 15.9228 | 15.0724 | 14.1867 | 13.2638 | 12.2167 | 11.5419 | 10.8784 | 10.2325 | 9.6021 | 8.9019 | 8.1839 | 7.5207 | 6.8791 | 6.2533 | 5.5846 | 5.1893 | 4.8135 | 4.4954 | 4.2045 | 3.8619 | 3.6321 | 3.4457 | 3.2915 | 3.1417 | 2.9203
| Scenario 3 | tCO2e/person | 19.3153 | 18.9434 | 18.6922 | 18.2571 | 17.5154 | 16.838 | 16.1408 | 15.0383 | 13.9642 | 13.1901 | 12.2679 | 11.6461 | 11.0252 | 10.4116 | 9.8053 | 9.1048 | 8.3932 | 7.7237 | 7.0704 | 6.433 | 5.7544 | 5.3412 | 4.9506 | 4.6276 | 4.3354 | 3.9903 | 3.7616 | 3.5644 | 3.385 | 3.2174 | 2.9914
| Scenario 4 | tCO2e/person | 19.3229 | 18.9535 | 18.6589 | 18.1919 | 17.4202 | 16.7141 | 15.9863 | 14.8653 | 13.7775 | 12.9611 | 12.0018 | 11.3315 | 10.6728 | 10.0238 | 9.3886 | 8.7608 | 8.0263 | 7.3378 | 6.6683 | 6.0161 | 5.4153 | 4.9573 | 4.5234 | 4.1612 | 3.8332 | 3.5419 | 3.2796 | 3.0501 | 2.8376 | 2.6336 | 2.4452
GHG Intensity Per GSP
| Scenario | Units | 2020 | 2021 | 2022 | 2023 | 2024 | 2025 | 2026 | 2027 | 2028 | 2029 | 2030 | 2031 | 2032 | 2033 | 2034 | 2035 | 2036 | 2037 | 2038 | 2039 | 2040 | 2041 | 2042 | 2043 | 2044 | 2045 | 2046 | 2047 | 2048 | 2049 | 2050
| Reference | tCO2e/thousand $ | 0.21339 | 0.20704 | 0.20208 | 0.1957 | 0.18951 | 0.18436 | 0.17789 | 0.17145 | 0.16522 | 0.15923 | 0.15294 | 0.14873 | 0.14471 | 0.14088 | 0.13715 | 0.13364 | 0.13071 | 0.12778 | 0.12496 | 0.12225 | 0.11968 | 0.11711 | 0.11458 | 0.11223 | 0.11001 | 0.10782 | 0.10612 | 0.1045 | 0.10289 | 0.10137 | 0.099869
| Scenario 2 | tCO2e/thousand $ | 0.2129 | 0.2052 | 0.19899 | 0.19049 | 0.17918 | 0.16901 | 0.15858 | 0.14758 | 0.13656 | 0.12552 | 0.11366 | 0.10557 | 0.097827 | 0.090467 | 0.083462 | 0.076072 | 0.068758 | 0.062121 | 0.055865 | 0.049927 | 0.043838 | 0.040048 | 0.036524 | 0.033535 | 0.030838 | 0.027849 | 0.025751 | 0.024019 | 0.022558 | 0.02117 | 0.019347
| Scenario 3 | tCO2e/thousand $ | 0.21308 | 0.20545 | 0.1993 | 0.19137 | 0.18049 | 0.17058 | 0.16076 | 0.14725 | 0.13442 | 0.12483 | 0.11414 | 0.10653 | 0.099147 | 0.09205 | 0.085228 | 0.077805 | 0.070516 | 0.063798 | 0.057418 | 0.051362 | 0.045171 | 0.041221 | 0.037563 | 0.034522 | 0.031798 | 0.028775 | 0.026669 | 0.024847 | 0.023199 | 0.02168 | 0.019819
| Scenario 4 | tCO2e/thousand $ | 0.21317 | 0.20556 | 0.19894 | 0.19068 | 0.17951 | 0.16933 | 0.15922 | 0.14555 | 0.13262 | 0.12266 | 0.11166 | 0.10365 | 0.095978 | 0.088621 | 0.081606 | 0.074866 | 0.067434 | 0.060611 | 0.054152 | 0.048033 | 0.042508 | 0.038258 | 0.034322 | 0.031043 | 0.028115 | 0.025541 | 0.023252 | 0.021261 | 0.019448 | 0.017746 | 0.0162
GHG Intensity of Final Energy
| Scenario | Units | 2020 | 2021 | 2022 | 2023 | 2024 | 2025 | 2026 | 2027 | 2028 | 2029 | 2030 | 2031 | 2032 | 2033 | 2034 | 2035 | 2036 | 2037 | 2038 | 2039 | 2040 | 2041 | 2042 | 2043 | 2044 | 2045 | 2046 | 2047 | 2048 | 2049 | 2050
| Reference | kgCO2e/Btu | 0.13632 | 0.13564 | 0.13596 | 0.13532 | 0.13485 | 0.13518 | 0.13405 | 0.13283 | 0.1316 | 0.13039 | 0.12878 | 0.12873 | 0.12871 | 0.12871 | 0.12868 | 0.12869 | 0.12913 | 0.12942 | 0.12968 | 0.12991 | 0.13009 | 0.13013 | 0.13004 | 0.13003 | 0.12999 | 0.12991 | 0.1303 | 0.1307 | 0.13109 | 0.13145 | 0.13181
| Scenario 2 | kgCO2e/Btu | 0.13605 | 0.13505 | 0.13519 | 0.13397 | 0.13078 | 0.12845 | 0.12567 | 0.12245 | 0.1191 | 0.11541 | 0.11059 | 0.1084 | 0.10609 | 0.10367 | 0.10112 | 0.09746 | 0.093061 | 0.088761 | 0.084203 | 0.079274 | 0.073183 | 0.070136 | 0.06692 | 0.064086 | 0.061301 | 0.057456 | 0.054996 | 0.052997 | 0.05135 | 0.049564 | 0.04652
| Scenario 3 | kgCO2e/Btu | 0.13617 | 0.13522 | 0.1354 | 0.13457 | 0.13172 | 0.12962 | 0.12737 | 0.12461 | 0.12161 | 0.11852 | 0.1142 | 0.11207 | 0.10983 | 0.10747 | 0.10498 | 0.10118 | 0.096768 | 0.092434 | 0.087821 | 0.08283 | 0.076665 | 0.073464 | 0.070104 | 0.067251 | 0.064479 | 0.060594 | 0.058164 | 0.05601 | 0.053977 | 0.051899 | 0.048744
| Scenario 4 | kgCO2e/Btu | 0.13622 | 0.13529 | 0.13539 | 0.13457 | 0.1317 | 0.12957 | 0.12726 | 0.12444 | 0.12137 | 0.11799 | 0.11337 | 0.11081 | 0.10819 | 0.10542 | 0.10255 | 0.09944 | 0.094483 | 0.089619 | 0.084484 | 0.078974 | 0.073519 | 0.069447 | 0.065209 | 0.061533 | 0.057979 | 0.054669 | 0.051517 | 0.04866 | 0.045911 | 0.04308 | 0.040379

## Emissions Wedges
Emissions Wedges
Wedges showing GHG emissions reductions attributable to mitigation measures.
Note: 2020 is a modeled year, reflecting historical trends.
Size of Wedge (MMT CO2e)
| Scenario | Measure | 2020 | 2021 | 2022 | 2023 | 2024 | 2025 | 2026 | 2027 | 2028 | 2029 | 2030 | 2031 | 2032 | 2033 | 2034 | 2035 | 2036 | 2037 | 2038 | 2039 | 2040 | 2041 | 2042 | 2043 | 2044 | 2045 | 2046 | 2047 | 2048 | 2049 | 2050
| Scenario 2 | Reference Scenario Measures | 0 | 4.1211 | 9.7177 | 15.1837 | 20.749 | 27.2799 | 32.5088 | 37.8335 | 43.2597 | 48.7663 | 55.3774 | 57.3336 | 59.3372 | 61.1852 | 63.3213 | 65.5164 | 65.9987 | 66.7821 | 67.5794 | 68.3764 | 69.1345 | 69.9741 | 70.9535 | 71.6841 | 72.2804 | 73.014 | 73.9568 | 74.8179 | 75.7197 | 76.5179 | 77.2984
| Scenario 2 | Building Efficiency | -0.064467 | 0.8302 | 1.6389 | 2.6812 | 3.7641 | 4.9668 | 6.2641 | 7.5731 | 8.9672 | 10.4172 | 11.8665 | 12.817 | 13.8348 | 14.8313 | 15.8527 | 16.8998 | 17.9751 | 19.0344 | 20.1228 | 21.1981 | 22.3059 | 23.3778 | 24.438 | 25.3953 | 26.4312 | 27.4307 | 28.4174 | 29.4574 | 30.5311 | 31.5474 | 32.4618
| Scenario 2 | Transportation Efficiency | 0 | 0 | 0.26498 | 0.52025 | 0.76425 | 0.99444 | 1.2116 | 1.4157 | 1.6052 | 1.78 | 1.9399 | 2.0863 | 2.2213 | 2.3446 | 2.457 | 2.5598 | 2.4757 | 2.3957 | 2.3205 | 2.2502 | 2.1854 | 2.1253 | 2.0701 | 2.0207 | 1.9743 | 1.9292 | 1.8866 | 1.8457 | 1.8047 | 1.7734 | 1.7391
| Scenario 2 | Industrial Efficiency | 0 | 0 | 0 | 0 | 0 | 0 | 0.26689 | 0.53681 | 0.80985 | 1.0861 | 1.3657 | 1.5112 | 1.6586 | 1.8079 | 1.959 | 2.1122 | 2.2673 | 2.4245 | 2.5838 | 2.7453 | 2.909 | 3.0749 | 3.2432 | 3.4138 | 3.5869 | 3.7625 | 3.9405 | 4.1212 | 4.3045 | 4.4906 | 4.6793
| Scenario 2 | Building Electrification | 0.0028426 | 0.046609 | 0.12508 | 0.44376 | 1.0989 | 2.0895 | 3.4773 | 5.5912 | 8.3287 | 11.4139 | 14.9473 | 18.721 | 22.4002 | 25.9948 | 29.481 | 32.854 | 36.0238 | 39.0042 | 41.764 | 44.3041 | 46.5775 | 48.5599 | 50.2775 | 51.7342 | 52.9228 | 53.8237 | 54.5153 | 54.9504 | 55.1358 | 55.2243 | 55.27
| Scenario 2 | Transportation Electrification | -0.022281 | 0.03407 | 0.17502 | 0.44563 | 0.78127 | 1.2477 | 1.9966 | 3.1992 | 4.7014 | 6.4984 | 8.5847 | 11.222 | 13.9021 | 16.6013 | 19.3222 | 22.0174 | 24.3915 | 26.6796 | 28.8765 | 30.948 | 32.8818 | 34.7023 | 36.3719 | 37.8558 | 39.1884 | 40.3746 | 41.2352 | 41.9648 | 42.5908 | 43.0625 | 43.4365
| Scenario 2 | Industrial Electrification | 0 | 0.042473 | 0.084785 | 0.11944 | 0.43751 | 0.7614 | 1.0853 | 1.4179 | 1.7507 | 2.0944 | 2.4386 | 2.6261 | 2.8139 | 3.0081 | 3.2028 | 3.398 | 3.5936 | 3.7833 | 3.9732 | 4.1522 | 4.3312 | 4.4976 | 4.6636 | 4.8185 | 4.9727 | 5.1185 | 5.2633 | 5.4009 | 5.5373 | 5.679 | 5.8195
| Scenario 2 | Clean Electricity | 0 | -0.026209 | -0.27038 | 0 | 0 | 0 | -0.28997 | 0.42043 | 1.1293 | 1.8365 | 2.5422 | 2.1578 | 1.7734 | 1.389 | 1.0046 | 0.62018 | 4.2435 | 7.8668 | 11.4901 | 15.1133 | 18.7365 | 18.8956 | 19.0608 | 19.2321 | 19.4095 | 19.593 | 20.9101 | 22.2206 | 23.5243 | 24.8213 | 26.1117
| Scenario 2 | Low Carbon Fuels | 1.3875 | 2.0224 | 2.5262 | 6.3082 | 9.8136 | 11.9356 | 14.8822 | 17.4161 | 19.5138 | 21.6121 | 22.1011 | 22.6278 | 23.139 | 23.649 | 24.1469 | 23.3343 | 22.4307 | 21.6041 | 20.8387 | 20.1575 | 19.5437 | 19.3398 | 19.2072 | 19.2892 | 19.4298 | 19.5245 | 19.7904 | 19.624 | 18.7569 | 18.1263 | 17.6767
| Scenario 2 | O&G Fugitive Methane Measures | 0 | 0.15868 | 0.32082 | 0.61281 | 2.0309 | 3.3226 | 4.498 | 5.5304 | 6.4791 | 7.3359 | 8.1044 | 8.101 | 8.1128 | 8.1254 | 8.1388 | 8.1531 | 8.1701 | 8.1894 | 8.2067 | 8.2234 | 8.2401 | 8.2558 | 8.2837 | 8.3205 | 8.353 | 8.383 | 8.4166 | 8.4798 | 8.5385 | 8.5924 | 8.6417
| Scenario 2 | HFC Phasedown & Other IPPU | 0 | 0.68821 | 1.0705 | 1.4463 | 5.7974 | 8.3288 | 8.8659 | 9.6819 | 10.606 | 11.5224 | 11.8478 | 12.8157 | 13.7342 | 14.7471 | 15.6401 | 16.8295 | 18.5942 | 19.442 | 20.3107 | 21.4037 | 22.1977 | 23.0129 | 23.924 | 24.374 | 24.849 | 25.2186 | 25.7812 | 26.1881 | 26.6077 | 27.3405 | 28.0035
| Scenario 2 | Waste Measures | -0.080332 | 0.037065 | 0.21567 | 0.45288 | 0.76719 | 3.0564 | 3.5152 | 4.0574 | 4.6991 | 5.4363 | 8.1819 | 8.9916 | 9.7709 | 10.5207 | 11.2422 | 13.7781 | 14.3992 | 14.9971 | 15.5728 | 16.1271 | 18.4459 | 18.9173 | 19.3713 | 19.8087 | 20.2302 | 22.3833 | 22.7364 | 23.0767 | 23.4048 | 23.7213 | 25.7532
| Scenario 2 | Agriculture Measures | 0.336 | 0.756 | 1.092 | 1.428 | 1.848 | 2.184 | 2.52 | 3.12 | 3.54 | 3.876 | 4.128 | 4.514 | 4.984 | 5.37 | 5.756 | 6.226 | 6.36 | 6.494 | 6.628 | 6.762 | 6.896 | 7.03 | 7.08 | 7.214 | 7.348 | 7.482 | 7.616 | 7.75 | 7.884 | 8.018 | 8.152
| Scenario 2 | Enhanced Carbon Sequestration | 0.505 | 1.009 | 1.514 | 2.059 | 2.604 | 3.149 | 3.695 | 4.24 | 4.787 | 5.331 | 5.878 | 6.049 | 6.223 | 6.395 | 6.569 | 6.741 | 6.914 | 7.086 | 7.26 | 7.433 | 7.606 | 7.778 | 7.951 | 8.124 | 8.297 | 8.469 | 8.642 | 8.815 | 8.988 | 9.161 | 9.334
| Scenario 2 | NETs | 0 | 0 | 0 | 0 | 0 | 0 | 0 | 0 | 0 | 0 | 0 | 0 | 0 | 0 | 0 | 0 | 0 | 0 | 0 | 0 | 0 | 1.1 | 2.2 | 3.3 | 4.4 | 5.5 | 6.6 | 7.7 | 8.8 | 9.9 | 11
| Scenario 3 | Reference Scenario Measures | 0 | 4.1211 | 9.7177 | 15.1837 | 20.749 | 27.2799 | 32.5088 | 37.8335 | 43.2597 | 48.7663 | 55.3774 | 57.3336 | 59.3372 | 61.1852 | 63.3213 | 65.5164 | 65.9987 | 66.7821 | 67.5794 | 68.3764 | 69.1345 | 69.9741 | 70.9535 | 71.6841 | 72.2804 | 73.014 | 73.9568 | 74.8179 | 75.7197 | 76.5179 | 77.2984
| Scenario 3 | Building Efficiency | -0.064467 | 0.8302 | 1.6389 | 2.6812 | 3.7641 | 4.9668 | 6.2641 | 7.5731 | 8.9672 | 10.4172 | 11.8665 | 12.817 | 13.8348 | 14.8313 | 15.8527 | 16.8998 | 17.9751 | 19.0344 | 20.1228 | 21.1981 | 22.3059 | 23.3778 | 24.438 | 25.3953 | 26.4312 | 27.4307 | 28.4174 | 29.4574 | 30.5311 | 31.5474 | 32.4618
| Scenario 3 | Transportation Efficiency | 0 | 0 | 0.26498 | 0.52025 | 0.76425 | 0.99444 | 1.2116 | 1.4157 | 1.6052 | 1.78 | 1.9399 | 2.0863 | 2.2213 | 2.3446 | 2.457 | 2.5598 | 2.4757 | 2.3957 | 2.3205 | 2.2502 | 2.1854 | 2.1253 | 2.0701 | 2.0207 | 1.9743 | 1.9292 | 1.8866 | 1.8457 | 1.8047 | 1.7734 | 1.7391
| Scenario 3 | Industrial Efficiency | 0 | 0 | 0 | 0 | 0 | 0 | 0.26689 | 0.53681 | 0.80985 | 1.0861 | 1.3657 | 1.5112 | 1.6586 | 1.8079 | 1.959 | 2.1122 | 2.2673 | 2.4245 | 2.5838 | 2.7453 | 2.909 | 3.0749 | 3.2432 | 3.4138 | 3.5869 | 3.7625 | 3.9405 | 4.1212 | 4.3045 | 4.4906 | 4.6793
| Scenario 3 | Building Electrification | 0.0028426 | 0.048056 | 0.12664 | 0.44637 | 1.1042 | 2.0992 | 3.4929 | 9.9644 | 15.9591 | 17.5369 | 19.6622 | 22.283 | 25.0178 | 27.8485 | 30.7248 | 33.6244 | 36.4334 | 39.2375 | 41.9223 | 44.4231 | 46.6822 | 48.6702 | 50.4049 | 51.879 | 53.0775 | 53.9806 | 54.6692 | 55.098 | 55.276 | 55.358 | 55.3993
| Scenario 3 | Transportation Electrification | -0.0148 | 0.043977 | 0.15538 | 0.37573 | 0.64757 | 1.0427 | 1.7227 | 4.699 | 7.7172 | 9.3145 | 11.2174 | 13.6742 | 16.1763 | 18.7216 | 21.2979 | 23.8685 | 26.1578 | 28.4548 | 30.6934 | 32.7955 | 34.7396 | 36.5369 | 38.1545 | 39.5618 | 40.8019 | 41.8956 | 42.6662 | 43.3094 | 43.853 | 44.2456 | 44.5425
| Scenario 3 | Industrial Electrification | 0 | 0.042473 | 0.084785 | 0.11944 | 0.43751 | 0.7614 | 1.0853 | 1.4179 | 1.7507 | 2.0944 | 2.4386 | 2.7949 | 3.1497 | 3.5092 | 3.8672 | 4.2237 | 4.5788 | 4.9258 | 5.271 | 5.6031 | 5.933 | 6.2481 | 6.5605 | 6.8593 | 7.1551 | 7.4398 | 7.721 | 7.9923 | 8.2597 | 8.5295 | 8.7953
| Scenario 3 | Clean Electricity | 0 | 0.047479 | -0.11557 | -0.27853 | 0 | 0 | -0.28035 | 0.042655 | 0.36483 | 0.68616 | 1.0067 | 0.91747 | 0.82828 | 0.73909 | 0.64989 | 0.5607 | 4.1716 | 7.7817 | 11.3912 | 14.9999 | 18.608 | 18.7863 | 18.9694 | 19.1571 | 19.3496 | 19.5468 | 20.8797 | 22.2051 | 23.523 | 24.8334 | 26.1363
| Scenario 3 | Low Carbon Fuels | 0.2676 | 0.33609 | 0.37627 | 0.6886 | 0.97076 | 1.1783 | 1.3347 | 1.2092 | 1.0361 | 1.0505 | 0.82834 | 0.88206 | 0.92151 | 0.96106 | 0.99054 | 1.0219 | 1.0449 | 1.063 | 1.0707 | 1.0776 | 1.0787 | 1.3242 | 1.5417 | 1.7238 | 1.8775 | 1.9935 | 2.0654 | 2.1005 | 2.1139 | 2.115 | 1.6896
| Scenario 3 | O&G Fugitive Methane Measures | 0 | 0.15868 | 0.31453 | 0.48607 | 1.9487 | 3.2747 | 4.4756 | 5.525 | 6.484 | 7.4198 | 8.2447 | 8.2322 | 8.2333 | 8.2388 | 8.2487 | 8.2628 | 8.2816 | 8.3055 | 8.3306 | 8.3559 | 8.368 | 8.3708 | 8.3964 | 8.4394 | 8.4733 | 8.4788 | 8.4924 | 8.5587 | 8.62 | 8.6762 | 8.7272
| Scenario 3 | HFC Phasedown & Other IPPU | 0 | 0.68821 | 1.0705 | 1.4463 | 5.7974 | 8.3288 | 8.8659 | 9.6819 | 10.606 | 11.5224 | 11.8478 | 12.8157 | 13.7342 | 14.7471 | 15.6401 | 16.8295 | 18.5942 | 19.442 | 20.3107 | 21.4037 | 22.1977 | 23.0129 | 23.924 | 24.374 | 24.849 | 25.2186 | 25.7812 | 26.1881 | 26.6077 | 27.3405 | 28.0035
| Scenario 3 | Waste Measures | -0.080332 | 0.037065 | 0.21567 | 0.45288 | 0.76719 | 3.0564 | 3.5152 | 4.0574 | 4.6991 | 5.4363 | 8.1819 | 8.9916 | 9.7709 | 10.5207 | 11.2422 | 13.7781 | 14.3992 | 14.9971 | 15.5728 | 16.1271 | 18.4459 | 18.9173 | 19.3713 | 19.8087 | 20.2302 | 22.3833 | 22.7364 | 23.0767 | 23.4048 | 23.7213 | 25.7532
| Scenario 3 | Agriculture Measures | 0.336 | 0.756 | 1.092 | 1.428 | 1.848 | 2.184 | 2.52 | 3.12 | 3.54 | 3.876 | 4.128 | 4.514 | 4.984 | 5.37 | 5.756 | 6.226 | 6.36 | 6.494 | 6.628 | 6.762 | 6.896 | 7.03 | 7.08 | 7.214 | 7.348 | 7.482 | 7.616 | 7.75 | 7.884 | 8.018 | 8.152
| Scenario 3 | Enhanced Carbon Sequestration | 0.505 | 1.009 | 1.514 | 2.194 | 2.874 | 3.554 | 4.235 | 4.915 | 5.597 | 6.276 | 6.958 | 7.351 | 7.747 | 8.141 | 8.537 | 8.932 | 9.327 | 9.721 | 10.117 | 10.512 | 10.907 | 11.301 | 11.696 | 12.092 | 12.487 | 12.881 | 13.276 | 13.671 | 14.066 | 14.461 | 14.856
| Scenario 3 | NETs | 0 | 0 | 0 | 0 | 0 | 0 | 0 | 0 | 0 | 0 | 0 | 0 | 0 | 0 | 0 | 0 | 0 | 0 | 0 | 0 | 0 | 1.7 | 3.4 | 5.1 | 6.8 | 8.5 | 10.2 | 11.9 | 13.6 | 15.3 | 17
| Scenario 4 | Reference Scenario Measures | 0 | 4.1211 | 9.7177 | 15.1837 | 20.749 | 27.2799 | 32.5088 | 37.8335 | 43.2597 | 48.7663 | 55.3774 | 57.3336 | 59.3372 | 61.1852 | 63.3213 | 65.5164 | 65.9987 | 66.7821 | 67.5794 | 68.3764 | 69.1345 | 69.9741 | 70.9535 | 71.6841 | 72.2804 | 73.014 | 73.9568 | 74.8179 | 75.7197 | 76.5179 | 77.2984
| Scenario 4 | Building Efficiency | -0.064467 | 0.83039 | 1.6391 | 2.6813 | 3.7643 | 4.967 | 6.2643 | 7.6003 | 9.0206 | 10.4769 | 11.9262 | 12.8766 | 13.8942 | 14.8905 | 15.9112 | 16.9573 | 18.031 | 19.0879 | 20.1733 | 21.2444 | 22.3472 | 23.4132 | 24.467 | 25.4179 | 26.4477 | 27.4419 | 28.4244 | 29.4615 | 30.5332 | 31.5483 | 32.4622
| Scenario 4 | Transportation Efficiency | 0 | 0 | 0.74138 | 1.4576 | 2.144 | 2.7939 | 3.4094 | 3.9902 | 4.5326 | 5.0357 | 5.4994 | 5.9268 | 6.3239 | 6.6894 | 7.0253 | 7.3348 | 7.1112 | 6.8971 | 6.6943 | 6.5035 | 6.3264 | 6.1609 | 6.0083 | 5.8709 | 5.7416 | 5.6155 | 5.496 | 5.3811 | 5.2658 | 5.1771 | 5.0806
| Scenario 4 | Industrial Efficiency | 0 | 0 | 0 | 0 | 0 | 0 | 0.26689 | 0.53681 | 0.80985 | 1.0861 | 1.3657 | 1.5112 | 1.6586 | 1.8079 | 1.959 | 2.1122 | 2.2673 | 2.4245 | 2.5838 | 2.7453 | 2.909 | 3.0749 | 3.2432 | 3.4138 | 3.5869 | 3.7625 | 3.9405 | 4.1212 | 4.3045 | 4.4906 | 4.6793
| Scenario 4 | Building Electrification | 0.0028426 | 0.048056 | 0.12664 | 0.44637 | 1.1042 | 2.0992 | 3.4929 | 8.2918 | 13.0948 | 15.2889 | 17.9382 | 21.0164 | 24.1429 | 27.3158 | 30.49 | 33.6392 | 36.6581 | 39.5395 | 42.2342 | 44.7302 | 46.9703 | 48.9242 | 50.614 | 52.0425 | 53.2025 | 54.0757 | 54.7421 | 55.1557 | 55.3239 | 55.4001 | 55.438
| Scenario 4 | Transportation Electrification | -0.0148 | 0.043977 | 0.15463 | 0.37162 | 0.63646 | 1.0183 | 1.6709 | 6.1174 | 10.0835 | 10.9494 | 12.18 | 14.0197 | 15.9476 | 17.9455 | 19.9958 | 22.0672 | 24.0193 | 26.0983 | 28.185 | 30.1614 | 32.0075 | 33.8806 | 35.601 | 37.1313 | 38.503 | 39.7333 | 40.646 | 41.4357 | 42.1288 | 42.6806 | 43.1422
| Scenario 4 | Industrial Electrification | 0 | 0.042473 | 0.084785 | 0.11944 | 0.43751 | 0.7614 | 1.0853 | 1.4179 | 1.7507 | 2.0944 | 2.4386 | 2.7949 | 3.1497 | 3.5092 | 3.8672 | 4.2237 | 4.5788 | 4.9258 | 5.271 | 5.6031 | 5.933 | 6.2481 | 6.5605 | 6.8593 | 7.1551 | 7.4398 | 7.721 | 7.9923 | 8.2597 | 8.5295 | 8.7953
| Scenario 4 | Clean Electricity | 0 | 0.0059784 | -0.201 | 0 | 0 | 0 | -0.45037 | -0.080784 | 0.28755 | 0.65465 | 1.0205 | 0.93501 | 0.84952 | 0.76403 | 0.67854 | 0.59305 | 4.2062 | 7.8189 | 11.4312 | 15.043 | 18.6544 | 18.8404 | 19.0303 | 19.2239 | 19.4213 | 19.6225 | 20.945 | 22.2605 | 23.5689 | 24.8703 | 26.1646
| Scenario 4 | Low Carbon Fuels | -0.17721 | -0.16094 | 0.99699 | 1.8608 | 2.6605 | 3.3651 | 3.9725 | 4.1997 | 4.3111 | 5.0486 | 5.4624 | 7.1763 | 8.5932 | 9.7305 | 10.5793 | 11.1605 | 11.5059 | 11.6285 | 11.5435 | 11.2949 | 10.5982 | 11.7333 | 12.4087 | 12.762 | 12.8026 | 12.5715 | 12.2433 | 11.7864 | 11.2474 | 10.6776 | 10.0681
| Scenario 4 | O&G Fugitive Methane Measures | 0 | 0.15868 | 0.31453 | 0.48607 | 1.9487 | 3.2747 | 4.4756 | 5.525 | 6.484 | 7.4198 | 8.2447 | 8.2322 | 8.2333 | 8.2388 | 8.2487 | 8.2628 | 8.2816 | 8.3055 | 8.3306 | 8.3559 | 8.368 | 8.3708 | 8.3964 | 8.4394 | 8.4733 | 8.4788 | 8.4924 | 8.5587 | 8.62 | 8.6762 | 8.7272
| Scenario 4 | HFC Phasedown & Other IPPU | 0 | 0.68821 | 1.0705 | 1.4463 | 5.7974 | 8.3288 | 8.8659 | 9.6819 | 10.606 | 11.5224 | 11.8478 | 12.8157 | 13.7342 | 14.7471 | 15.6401 | 16.8295 | 18.5942 | 19.442 | 20.3107 | 21.4037 | 22.1977 | 23.0129 | 23.924 | 24.374 | 24.849 | 25.2186 | 25.7812 | 26.1881 | 26.6077 | 27.3405 | 28.0035
| Scenario 4 | Waste Measures | -0.080332 | 0.037065 | 0.21567 | 0.45288 | 0.76719 | 3.0564 | 3.5152 | 4.0574 | 4.6991 | 5.4363 | 8.1819 | 9.2654 | 10.3486 | 11.4315 | 12.514 | 13.5963 | 14.6782 | 15.7599 | 16.8412 | 17.9224 | 19.0032 | 20.0839 | 21.1643 | 22.2445 | 23.3244 | 24.4042 | 25.4838 | 26.5631 | 27.6423 | 28.7213 | 29.8002
| Scenario 4 | Agriculture Measures | 0.336 | 0.756 | 1.092 | 1.428 | 1.848 | 2.184 | 2.52 | 3.12 | 3.54 | 3.876 | 4.128 | 4.4392 | 4.7505 | 5.0617 | 5.373 | 5.6842 | 5.9954 | 6.3067 | 6.6179 | 6.9292 | 7.2404 | 7.5516 | 7.8629 | 8.1741 | 8.4854 | 8.7966 | 9.1078 | 9.4191 | 9.7303 | 10.0416 | 10.3528
| Scenario 4 | Enhanced Carbon Sequestration | 0.505 | 1.009 | 1.514 | 2.194 | 2.874 | 3.554 | 4.235 | 4.915 | 5.597 | 6.276 | 6.958 | 7.351 | 7.747 | 8.141 | 8.537 | 8.932 | 9.327 | 9.721 | 10.117 | 10.512 | 10.907 | 11.301 | 11.696 | 12.092 | 12.487 | 12.881 | 13.276 | 13.671 | 14.066 | 14.461 | 14.856
| Scenario 4 | NETs | 0 | 0 | 0 | 0 | 0 | 0 | 0 | 0 | 0 | 0 | 0 | 0 | 0 | 0 | 0 | 0 | 0 | 0 | 0 | 0 | 0 | -8.2019e-05 | -0.00016404 | -0.00024606 | -0.00032808 | -0.0004101 | -0.00049212 | -0.00057414 | -0.00065616 | -0.00073817 | -0.00082019
Scenario 2
Scenario 3
Scenario 4

## Reference_Energy Emissions
Energy Emissions - Reference Case
GHG emissions from energy use in buildings, transportation, industrial sectors
Note: 2020 is a modeled year, reflecting historical trends.
Energy Emissions by Subsector (MMT CO2e)
| Sector | Chart Label | 2020 | 2021 | 2022 | 2023 | 2024 | 2025 | 2026 | 2027 | 2028 | 2029 | 2030 | 2031 | 2032 | 2033 | 2034 | 2035 | 2036 | 2037 | 2038 | 2039 | 2040 | 2041 | 2042 | 2043 | 2044 | 2045 | 2046 | 2047 | 2048 | 2049 | 2050
| Buildings | Space Heating | 74.539 | 74.4128 | 74.1382 | 73.9165 | 73.6229 | 73.07 | 72.6763 | 72.2641 | 71.8592 | 71.4821 | 70.8469 | 70.4794 | 70.1224 | 69.7761 | 69.4453 | 69.1525 | 68.8557 | 68.5791 | 68.326 | 68.0949 | 67.9339 | 67.7736 | 67.6835 | 67.5677 | 67.5855 | 67.5724 | 67.62 | 67.7 | 67.7695 | 67.8699 | 67.9769
| Buildings | Water Heating | 15.3618 | 15.3088 | 15.2192 | 15.1096 | 14.9783 | 14.8022 | 14.6268 | 14.4253 | 14.2324 | 14.0473 | 13.8391 | 13.6734 | 13.5158 | 13.3669 | 13.2278 | 13.0996 | 12.9844 | 12.8844 | 12.8018 | 12.7384 | 12.6947 | 12.6697 | 12.6611 | 12.6658 | 12.6804 | 12.702 | 12.7281 | 12.7567 | 12.7868 | 12.8176 | 12.8488
| Buildings | Lighting | 0 | 0 | 0 | 0 | 0 | 0 | 0 | 0 | 0 | 0 | 0 | 0 | 0 | 0 | 0 | 0 | 0 | 0 | 0 | 0 | 0 | 0 | 0 | 0 | 0 | 0 | 0 | 0 | 0 | 0 | 0
| Buildings | Appliances | 5.3472 | 5.3312 | 5.3141 | 5.2949 | 5.2732 | 5.2488 | 5.2244 | 5.2 | 5.1756 | 5.1513 | 5.127 | 5.103 | 5.0794 | 5.0563 | 5.0344 | 5.0147 | 4.9997 | 4.9916 | 4.9878 | 4.9842 | 4.9854 | 4.9914 | 5.0007 | 5.0125 | 5.0263 | 5.0411 | 5.0564 | 5.0717 | 5.0872 | 5.1028 | 5.1185
| Buildings | AC/Ventilation | 0.12314 | 0.12377 | 0.12444 | 0.12522 | 0.12607 | 0.12698 | 0.12794 | 0.12893 | 0.12996 | 0.13107 | 0.13218 | 0.13337 | 0.13463 | 0.13596 | 0.13737 | 0.13889 | 0.14046 | 0.1421 | 0.14381 | 0.14558 | 0.14744 | 0.14933 | 0.1513 | 0.15326 | 0.15536 | 0.15745 | 0.15961 | 0.16182 | 0.16405 | 0.16633 | 0.16864
| Buildings | Other | 8.1702 | 8.0241 | 7.8773 | 7.73 | 7.5821 | 7.4336 | 7.45 | 7.4665 | 7.4832 | 7.4999 | 7.5168 | 7.5338 | 7.5509 | 7.5681 | 7.5855 | 7.603 | 7.6206 | 7.6383 | 7.6561 | 7.6741 | 7.6922 | 7.7104 | 7.7287 | 7.7472 | 7.7658 | 7.7845 | 7.8034 | 7.8224 | 7.8415 | 7.8607 | 7.8801
| Industry | Chemicals | 1.115 | 1.112 | 1.1088 | 1.1054 | 1.1017 | 1.0978 | 1.111 | 1.1243 | 1.1378 | 1.1514 | 1.1652 | 1.1792 | 1.1934 | 1.2077 | 1.2222 | 1.2369 | 1.2517 | 1.2667 | 1.2819 | 1.2973 | 1.3129 | 1.3286 | 1.3446 | 1.3607 | 1.377 | 1.3936 | 1.4103 | 1.4272 | 1.4443 | 1.4617 | 1.4792
| Industry | Cement | 0.77563 | 0.74568 | 0.71658 | 0.68832 | 0.66087 | 0.63422 | 0.62217 | 0.61035 | 0.59876 | 0.58738 | 0.57622 | 0.56527 | 0.55453 | 0.54399 | 0.53366 | 0.52352 | 0.51357 | 0.50381 | 0.49424 | 0.48485 | 0.47564 | 0.4666 | 0.45774 | 0.44904 | 0.44051 | 0.43214 | 0.42393 | 0.41587 | 0.40797 | 0.40022 | 0.39262
| Industry | Paper | 3.5237 | 3.4532 | 3.3828 | 3.3123 | 3.2418 | 3.1713 | 3.1713 | 3.1713 | 3.1713 | 3.1713 | 3.1713 | 3.1713 | 3.1713 | 3.1713 | 3.1713 | 3.1713 | 3.1713 | 3.1713 | 3.1713 | 3.1713 | 3.1713 | 3.1713 | 3.1713 | 3.1713 | 3.1713 | 3.1713 | 3.1713 | 3.1713 | 3.1713 | 3.1713 | 3.1713
| Industry | Other Manufacturing | 5.3772 | 5.337 | 5.295 | 5.2512 | 5.2055 | 5.158 | 5.2219 | 5.2867 | 5.3523 | 5.4187 | 5.486 | 5.5542 | 5.6233 | 5.6933 | 5.7643 | 5.8361 | 5.9089 | 5.9826 | 6.0574 | 6.133 | 6.2097 | 6.2874 | 6.3661 | 6.4459 | 6.5267 | 6.6085 | 6.6914 | 6.7754 | 6.8606 | 6.9468 | 7.0342
| Industry | Food | 1.0286 | 1.0201 | 1.0113 | 1.0021 | 0.99252 | 0.98259 | 0.99439 | 1.0063 | 1.0184 | 1.0306 | 1.043 | 1.0555 | 1.0682 | 1.081 | 1.094 | 1.1071 | 1.1204 | 1.1338 | 1.1474 | 1.1612 | 1.1751 | 1.1892 | 1.2035 | 1.2179 | 1.2325 | 1.2473 | 1.2623 | 1.2775 | 1.2928 | 1.3083 | 1.324
| Industry | Construction | 1.1935 | 1.2102 | 1.2272 | 1.2443 | 1.2618 | 1.2794 | 1.2973 | 1.3155 | 1.3339 | 1.3526 | 1.3715 | 1.3907 | 1.4102 | 1.4299 | 1.45 | 1.4703 | 1.4908 | 1.5117 | 1.5329 | 1.5543 | 1.5761 | 1.5982 | 1.6205 | 1.6432 | 1.6662 | 1.6896 | 1.7132 | 1.7372 | 1.7615 | 1.7862 | 1.8112
| Industry | Iron and Steel | 0.74532 | 0.7269 | 0.7087 | 0.69072 | 0.67295 | 0.6554 | 0.65082 | 0.64626 | 0.64174 | 0.63724 | 0.63278 | 0.62835 | 0.62396 | 0.61959 | 0.61525 | 0.61094 | 0.60667 | 0.60242 | 0.5982 | 0.59402 | 0.58986 | 0.58573 | 0.58163 | 0.57756 | 0.57351 | 0.5695 | 0.56551 | 0.56156 | 0.55762 | 0.55372 | 0.54984
| Industry | Glass | 0.54013 | 0.5288 | 0.51749 | 0.5062 | 0.49493 | 0.48369 | 0.48321 | 0.48272 | 0.48224 | 0.48176 | 0.48128 | 0.48079 | 0.48031 | 0.47983 | 0.47935 | 0.47887 | 0.4784 | 0.47792 | 0.47744 | 0.47696 | 0.47648 | 0.47601 | 0.47553 | 0.47506 | 0.47458 | 0.47411 | 0.47363 | 0.47316 | 0.47269 | 0.47221 | 0.47174
| Industry | Mining & Ag | 0.88476 | 0.89282 | 0.90098 | 0.90922 | 0.91755 | 0.92597 | 0.93448 | 0.94308 | 0.95178 | 0.96057 | 0.96946 | 0.97844 | 0.98752 | 0.9967 | 1.006 | 1.0154 | 1.0249 | 1.0344 | 1.0441 | 1.0539 | 1.0639 | 1.0739 | 1.084 | 1.0943 | 1.1046 | 1.1151 | 1.1257 | 1.1364 | 1.1472 | 1.1582 | 1.1693
| Transportation | Gas System | 2.6356 | 2.6365 | 2.6375 | 2.6384 | 2.6393 | 2.6403 | 2.6412 | 2.6422 | 2.6432 | 2.6441 | 2.6451 | 2.6461 | 2.6471 | 2.6481 | 2.6491 | 2.6501 | 2.6511 | 2.6521 | 2.6531 | 2.6542 | 2.6552 | 2.6563 | 2.6573 | 2.6584 | 2.6594 | 2.6605 | 2.6616 | 2.6627 | 2.6638 | 2.6648 | 2.6659
| Transportation | LDV | 70.5681 | 69.7051 | 68.7035 | 67.5926 | 66.3318 | 64.8862 | 63.4042 | 61.8973 | 60.3274 | 58.7092 | 57.0569 | 55.4081 | 53.8094 | 52.2381 | 50.7013 | 49.2107 | 47.772 | 46.3902 | 45.0765 | 43.834 | 42.6759 | 41.5902 | 40.5858 | 39.6792 | 38.8242 | 37.989 | 37.1966 | 36.4334 | 35.6673 | 35.0754 | 34.4347
| Transportation | MHDV + Buses | 16.4579 | 16.3487 | 16.2357 | 16.1178 | 15.9858 | 15.8332 | 15.6592 | 15.4636 | 15.2544 | 15.0275 | 14.7877 | 14.5377 | 14.2792 | 14.0189 | 13.7579 | 13.4975 | 13.2421 | 12.9952 | 12.7597 | 12.5375 | 12.3289 | 12.1338 | 11.9521 | 11.7841 | 11.6295 | 11.488 | 11.3588 | 11.2407 | 11.1326 | 11.0331 | 10.9413
| Transportation | Aviation | 9.6112 | 9.6396 | 9.6681 | 9.6968 | 9.7255 | 9.7542 | 9.7831 | 9.8121 | 9.8411 | 9.8702 | 9.8995 | 9.9288 | 9.9582 | 9.9876 | 10.0172 | 10.0468 | 10.0766 | 10.1064 | 10.1363 | 10.1663 | 10.1964 | 10.2266 | 10.2569 | 10.2872 | 10.3177 | 10.3482 | 10.3789 | 10.4096 | 10.4404 | 10.4713 | 10.5023
| Transportation | Other Nonroad | 5.6473 | 5.6507 | 5.6541 | 5.6575 | 5.661 | 5.6645 | 5.668 | 5.6716 | 5.6753 | 5.679 | 5.6827 | 5.6865 | 5.6903 | 5.6941 | 5.698 | 5.702 | 5.706 | 5.71 | 5.7141 | 5.7182 | 5.7223 | 5.7265 | 5.7308 | 5.7351 | 5.7394 | 5.7438 | 5.7482 | 5.7527 | 5.7572 | 5.7617 | 5.7663
Key Buildings Drivers
> Population, household, and commercial growth rates drive energy demand and GHG emissions
> Appliance efficiency improvements, behavioral conservation, and codes and standards, including:
Reference Case includes estimates of funded energy efficiency and electrification programs, including HCR+NYPA, DPS (IOUs), LIPA,
NYSERDA CEF (assumes market transformation maintains level of efficiency and electrification post-2025)
Existing federal and state appliance codes and standards
Key Transportation Drivers
> Vehicle ownership and driving patterns drive energy use and emissions
• The number of vehicles within the state is projected to grow with population (0.19%/year), but vehicle-miles traveled (VMT) is projected to grow more quickly (0.85%/year)
> Fuel efficiency improvements from Federal CAFE standards reduce gasoline consumption
> Light duty vehicles start to transition to battery electric technology in line with NY's ZEV mandate and market adoption
> As the economy continues to grow, demand for aviation, shipping, rail, and port energy use is projected to increase
Key Industry Drivers
> Industrial growth rates per subsector match those from
EIA Annual Energy Outlook
• For example, the chemicals manufacturing subsector (the
largest industrial subsector in New York) has an energy
demand growth rate of 1.2%
> Efficiency improvements, codes and standards
• Includes estimate of economic energy efficiency achieved by 2025 in Reference case, and held persistent through 2050

## S1_Energy Emissions
Energy Emissions - Scenario 1: AP Recommendations
GHG emissions from energy use in buildings, transportation, industrial sectors
Note: 2020 is a modeled year, reflecting historical trends.
Energy Emissions by Subsector (MMT CO2e)
| Sector | Chart Label | 2020 | 2021 | 2022 | 2023 | 2024 | 2025 | 2026 | 2027 | 2028 | 2029 | 2030 | 2031 | 2032 | 2033 | 2034 | 2035 | 2036 | 2037 | 2038 | 2039 | 2040 | 2041 | 2042 | 2043 | 2044 | 2045 | 2046 | 2047 | 2048 | 2049 | 2050
| Buildings | Space Heating | 74.8047 | 74.0882 | 72.89 | 71.4379 | 69.8237 | 67.7007 | 65.6333 | 63.5025 | 61.3711 | 59.0012 | 55.2547 | 51.8346 | 48.3278 | 44.5908 | 40.9943 | 37.2062 | 33.7166 | 30.261 | 26.9784 | 23.97 | 21.1596 | 18.0151 | 15.1838 | 12.6611 | 10.4484 | 8.5213 | 6.8721 | 5.4455 | 4.2835 | 3.3331 | 2.5697
| Buildings | Water Heating | 15.3888 | 15.3342 | 15.1488 | 14.9161 | 14.6201 | 14.2813 | 13.9742 | 13.6609 | 13.3528 | 13.0622 | 12.0262 | 11.0569 | 10.1066 | 9.1704 | 8.2444 | 7.3274 | 6.4221 | 5.5361 | 4.6814 | 3.8728 | 3.131 | 2.3869 | 1.7595 | 1.2477 | 0.84595 | 0.5446 | 0.33025 | 0.18702 | 0.098006 | 0.047074 | 0.020524
| Buildings | Lighting | 0 | 0 | 0 | 0 | 0 | 0 | 0 | 0 | 0 | 0 | 0 | 0 | 0 | 0 | 0 | 0 | 0 | 0 | 0 | 0 | 0 | 0 | 0 | 0 | 0 | 0 | 0 | 0 | 0 | 0 | 0
| Buildings | Appliances | 5.3454 | 5.3254 | 5.261 | 5.1859 | 5.0922 | 4.965 | 4.7904 | 4.5552 | 4.262 | 3.9254 | 3.5606 | 3.1807 | 2.7929 | 2.4089 | 2.0417 | 1.7028 | 1.4028 | 1.1449 | 0.91512 | 0.70382 | 0.53214 | 0.38724 | 0.27516 | 0.1883 | 0.12245 | 0.074598 | 0.041956 | 0.021661 | 0.010337 | 0.0046199 | 0.0019494
| Buildings | AC/Ventilation | 0.12324 | 0.1231 | 0.12233 | 0.12143 | 0.12081 | 0.12004 | 0.11928 | 0.11857 | 0.11794 | 0.11708 | 0.11627 | 0.11588 | 0.11551 | 0.11494 | 0.11464 | 0.11415 | 0.11394 | 0.11356 | 0.11322 | 0.11313 | 0.11289 | 0.10969 | 0.10645 | 0.10317 | 0.099877 | 0.096529 | 0.093154 | 0.089533 | 0.086024 | 0.082455 | 0.078824
| Buildings | Other | 8.1702 | 7.9663 | 7.7457 | 7.5275 | 7.3117 | 7.0983 | 7.0125 | 6.9272 | 6.8424 | 6.7581 | 6.6742 | 6.5556 | 6.4377 | 6.3206 | 6.2042 | 6.0886 | 5.9738 | 5.8597 | 5.7463 | 5.6338 | 5.522 | 5.3723 | 5.2257 | 5.0822 | 4.9417 | 4.8042 | 4.6698 | 4.5384 | 4.41 | 4.2846 | 4.1623
| Industry | Chemicals | 1.115 | 1.108 | 1.0951 | 1.0822 | 1.0693 | 1.0554 | 1.0512 | 1.0452 | 1.0392 | 1.0305 | 1.0218 | 0.99998 | 0.97875 | 0.95043 | 0.92302 | 0.88696 | 0.85221 | 0.80846 | 0.76649 | 0.71964 | 0.67489 | 0.6256 | 0.58086 | 0.54608 | 0.51495 | 0.49464 | 0.47687 | 0.46718 | 0.45913 | 0.44872 | 0.44038
| Industry | Cement | 0.76126 | 0.72751 | 0.69472 | 0.66068 | 0.62796 | 0.59365 | 0.56845 | 0.54026 | 0.51315 | 0.48267 | 0.45346 | 0.42156 | 0.39107 | 0.35961 | 0.32961 | 0.30072 | 0.27321 | 0.24859 | 0.22516 | 0.20567 | 0.18711 | 0.17235 | 0.15835 | 0.14762 | 0.13743 | 0.12951 | 0.12197 | 0.11609 | 0.11047 | 0.10389 | 0.097628
| Industry | Paper | 3.5237 | 3.446 | 3.3584 | 3.2717 | 3.1857 | 3.0987 | 3.0537 | 3.0062 | 2.9592 | 2.9081 | 2.8577 | 2.7869 | 2.7181 | 2.6392 | 2.563 | 2.4748 | 2.3901 | 2.2934 | 2.2011 | 2.1032 | 2.0101 | 1.9123 | 1.8226 | 1.7483 | 1.6803 | 1.628 | 1.5799 | 1.5431 | 1.5089 | 1.4719 | 1.438
| Industry | Other Manufacturing | 5.3772 | 5.3195 | 5.2366 | 5.1535 | 5.0696 | 4.9801 | 4.9551 | 4.9221 | 4.8892 | 4.844 | 4.799 | 4.6996 | 4.6023 | 4.4756 | 4.3525 | 4.1938 | 4.0403 | 3.8501 | 3.6671 | 3.4644 | 3.27 | 3.0573 | 2.863 | 2.7094 | 2.5704 | 2.4755 | 2.3905 | 2.3383 | 2.2923 | 2.2362 | 2.1882
| Industry | Food | 1.0286 | 1.0149 | 0.99391 | 0.97296 | 0.95195 | 0.92947 | 0.91936 | 0.90689 | 0.89442 | 0.87831 | 0.86227 | 0.82985 | 0.79807 | 0.75744 | 0.71785 | 0.66752 | 0.61876 | 0.55884 | 0.50107 | 0.4373 | 0.37604 | 0.30918 | 0.24786 | 0.19886 | 0.1543 | 0.12308 | 0.094912 | 0.076703 | 0.060425 | 0.041132 | 0.024329
| Industry | Construction | 1.1935 | 1.1948 | 1.1909 | 1.1924 | 1.1937 | 1.1895 | 1.1849 | 1.172 | 1.1586 | 1.134 | 1.1087 | 1.07 | 1.0303 | 0.97754 | 0.92358 | 0.85862 | 0.79224 | 0.71809 | 0.64245 | 0.56604 | 0.48824 | 0.40775 | 0.32965 | 0.26874 | 0.20999 | 0.16866 | 0.12901 | 0.10337 | 0.078914 | 0.045711 | 0.014433
| Industry | Iron and Steel | 0.74532 | 0.72377 | 0.69926 | 0.67536 | 0.65205 | 0.6287 | 0.6132 | 0.59708 | 0.58134 | 0.56452 | 0.54815 | 0.52315 | 0.4991 | 0.47238 | 0.44684 | 0.41811 | 0.39083 | 0.36042 | 0.33173 | 0.30187 | 0.27382 | 0.24482 | 0.21857 | 0.19704 | 0.1776 | 0.16282 | 0.14942 | 0.13934 | 0.13012 | 0.12032 | 0.11151
| Industry | Glass | 0.54013 | 0.52613 | 0.50853 | 0.49128 | 0.47437 | 0.45709 | 0.4462 | 0.43437 | 0.42278 | 0.4097 | 0.39692 | 0.37675 | 0.35734 | 0.33432 | 0.31232 | 0.28603 | 0.26105 | 0.2318 | 0.20417 | 0.17464 | 0.14689 | 0.11748 | 0.091055 | 0.070218 | 0.051665 | 0.038785 | 0.027414 | 0.020118 | 0.013734 | 0.0064006 | 0.00016765
| Industry | Mining & Ag | 0.88476 | 0.88825 | 0.887 | 0.88698 | 0.88692 | 0.88485 | 0.8827 | 0.8774 | 0.872 | 0.8621 | 0.85204 | 0.83543 | 0.81861 | 0.79336 | 0.76788 | 0.73284 | 0.69757 | 0.65264 | 0.60753 | 0.55705 | 0.50645 | 0.44988 | 0.39596 | 0.353 | 0.31236 | 0.28426 | 0.25791 | 0.2416 | 0.2265 | 0.20634 | 0.18796
| Transportation | Gas System | 2.6356 | 2.6365 | 2.6181 | 2.5997 | 2.5813 | 2.5629 | 2.5444 | 2.526 | 2.5075 | 2.489 | 2.4706 | 2.454 | 2.4375 | 2.4209 | 2.4043 | 2.3878 | 2.3712 | 2.3546 | 2.338 | 2.3214 | 2.3048 | 2.2239 | 2.1429 | 2.0619 | 1.9808 | 1.8997 | 1.8185 | 1.7372 | 1.6559 | 1.5745 | 1.4931
| Transportation | LDV | 70.5906 | 69.7395 | 68.4508 | 67.0493 | 65.4688 | 63.732 | 61.8046 | 59.574 | 57.0207 | 54.1727 | 51.1084 | 47.9293 | 44.644 | 41.1969 | 37.6844 | 34.239 | 31.0545 | 27.9922 | 25.064 | 22.3042 | 19.7375 | 17.351 | 15.1745 | 13.2575 | 11.5208 | 9.9239 | 8.4988 | 7.221 | 6.0411 | 5.1729 | 4.3547
| Transportation | MHDV + Buses | 16.4574 | 16.3371 | 16.2121 | 16.0716 | 15.9135 | 15.7265 | 15.5072 | 15.2392 | 14.9247 | 14.5499 | 14.1162 | 13.6333 | 13.115 | 12.5653 | 11.9816 | 11.3685 | 10.7312 | 10.0862 | 9.4374 | 8.7889 | 8.1401 | 7.3491 | 6.5879 | 5.8584 | 5.1668 | 4.5241 | 3.9355 | 3.3997 | 2.9146 | 2.4781 | 2.0882
| Transportation | Aviation | 9.6112 | 9.6396 | 9.6681 | 9.6968 | 9.7255 | 9.7542 | 9.7831 | 9.8121 | 9.8411 | 9.8702 | 9.8995 | 9.8665 | 9.8333 | 9.7998 | 9.766 | 9.7319 | 9.6976 | 9.6629 | 9.628 | 9.5928 | 9.5572 | 9.4359 | 9.3138 | 9.1909 | 9.0672 | 8.9427 | 8.8174 | 8.6912 | 8.5642 | 8.4364 | 8.3078
| Transportation | Other Nonroad | 5.6473 | 5.6507 | 5.6522 | 5.6538 | 5.6555 | 5.6572 | 5.6589 | 5.6607 | 5.6625 | 5.6644 | 5.6663 | 5.1085 | 4.5501 | 3.991 | 3.4313 | 2.8708 | 2.6425 | 2.4142 | 2.1859 | 1.9576 | 1.7293 | 1.4398 | 1.1581 | 0.88409 | 0.61776 | 0.3591 | 0.28353 | 0.20984 | 0.13803 | 0.068085 | 0
Key Buildings Drivers
> Building emissions reductions are driven by rapid electrification, increased energy efficiency, and improved building shells
> Rapid adoption of electrified technologies that builds from an ambitious interpretation of AP recommendations:
• 100% sales of HPs for all buildings by 2035
• 34% of residential SH stocks are HPs by 2035, 89% by 2050
• 33% of commercial SH stocks are HPs by 2035, 93% by 2050
• 100% sales of electrified end uses for cooking and clothes drying by 2035
• Reduction in NYC district steam system fuel consumption in line with "Electrification Pathway" from NYC
> Adoption of improved building shells for most new sales by 2035
• By 2035, 80% of new building shell installations (new and retrofits) implement a
shell improvement or retrofit. By 2050, around 65% of buildings have some shell improvements
> Backup heat and GSHP to maintain reliability in critical buildings and mitigate electric sector peak impacts
• Roughly 20% share of GSHP, 80% ASHP, with greater GSHP share upstate
Key Transportation Drivers
Light duty vehicles transition to battery electric technology
• 70% of new sales are ZEVs by 2030, 100% by 2035
• 14% of stocks are ZEVs by 2030, 93% by 2050
> Medium and heavy-duty vehicles are slower to transition, and rely on a combination of battery electric and hydrogen fuel cell technologies
• 40% of new sales are ZEVs by 2030, 100% by 2045
• 50/50 split BEV/FCEV for HDVs
• 7% of stocks are ZEVs by 2030, 76% by 2050
> Reduction in vehicle miles travelled due to transit, transportation demand management, telework, mixed-use development, and complete streets policies drives emission reductions
• 6% lower for LDV than the Reference in 2035 and 2050
Key Industry Drivers
• 10% increase in manufacturing energy efficiency by 2025
based on NYSERDA EE potential study, 30% by 2050
• 4% of natural gas use is electrified by 2030, 33% by 2050
- Remaining natural gas use assumed to be converted to hydrogen by 2050
- A small amount of natural gas remains for non-fuel use as feedstocks
• CCS for all cement and iron & steel facilities with 90% capture rate

## S2_Energy Emissions
Energy Emissions - Scenario 2: Strategic Use of Low Carbon Fuels
GHG emissions from energy use in buildings, transportation, industrial sectors
Note: 2020 is a modeled year, reflecting historical trends.
Energy Emissions by Subsector (MMT CO2e)
| Sector | Chart Label | 2020 | 2021 | 2022 | 2023 | 2024 | 2025 | 2026 | 2027 | 2028 | 2029 | 2030 | 2031 | 2032 | 2033 | 2034 | 2035 | 2036 | 2037 | 2038 | 2039 | 2040 | 2041 | 2042 | 2043 | 2044 | 2045 | 2046 | 2047 | 2048 | 2049 | 2050
| Buildings | Space Heating | 74.3834 | 73.2458 | 72.027 | 69.9966 | 67.6231 | 64.8449 | 61.6752 | 58.0179 | 53.9443 | 49.7019 | 45.2673 | 41.538 | 37.8621 | 34.2991 | 30.8291 | 27.525 | 24.363 | 21.362 | 18.5221 | 15.866 | 13.4148 | 11.1793 | 9.1763 | 7.3912 | 5.8133 | 4.4509 | 3.2747 | 2.4058 | 1.9072 | 1.4953 | 1.1624
| Buildings | Water Heating | 15.3304 | 15.264 | 15.1751 | 14.9314 | 14.628 | 14.2628 | 13.8278 | 13.2421 | 12.5285 | 11.745 | 10.7603 | 9.8213 | 8.8942 | 7.976 | 7.065 | 6.1737 | 5.2968 | 4.4448 | 3.6341 | 2.8836 | 2.2116 | 1.6321 | 1.1526 | 0.77178 | 0.48546 | 0.28403 | 0.15107 | 0.075846 | 0.039314 | 0.018786 | 0.008203
| Buildings | Lighting | 0 | 0 | 0 | 0 | 0 | 0 | 0 | 0 | 0 | 0 | 0 | 0 | 0 | 0 | 0 | 0 | 0 | 0 | 0 | 0 | 0 | 0 | 0 | 0 | 0 | 0 | 0 | 0 | 0 | 0 | 0
| Buildings | Appliances | 5.3337 | 5.3079 | 5.2764 | 5.2165 | 5.1376 | 5.0244 | 4.8625 | 4.6382 | 4.3533 | 4.0222 | 3.6601 | 3.2821 | 2.8914 | 2.5006 | 2.1234 | 1.7724 | 1.4595 | 1.1886 | 0.94601 | 0.72236 | 0.54018 | 0.39804 | 0.28487 | 0.19433 | 0.12415 | 0.072942 | 0.038206 | 0.01857 | 0.0093046 | 0.004377 | 0.0019494
| Buildings | AC/Ventilation | 0.12282 | 0.12198 | 0.12124 | 0.12001 | 0.11881 | 0.11754 | 0.11619 | 0.11483 | 0.11343 | 0.11204 | 0.11064 | 0.11035 | 0.10999 | 0.10964 | 0.10924 | 0.10879 | 0.10821 | 0.10753 | 0.10663 | 0.10548 | 0.10399 | 0.10206 | 0.099558 | 0.096041 | 0.091216 | 0.084912 | 0.076237 | 0.069047 | 0.069571 | 0.070158 | 0.070824
| Buildings | Other | 8.1645 | 7.9859 | 7.8068 | 7.619 | 7.4311 | 7.2429 | 7.2427 | 7.2425 | 7.2423 | 7.2422 | 7.2421 | 7.0056 | 6.7693 | 6.5333 | 6.2974 | 6.0616 | 5.8257 | 5.5897 | 5.3534 | 5.1166 | 4.8793 | 4.6416 | 4.4037 | 4.1635 | 3.9222 | 3.6826 | 3.4437 | 3.229 | 3.0566 | 2.885 | 2.7141
| Industry | Chemicals | 1.1132 | 1.1037 | 1.0942 | 1.0828 | 1.0714 | 1.058 | 1.0448 | 1.0311 | 1.0176 | 0.96237 | 0.90892 | 0.87586 | 0.84361 | 0.81216 | 0.78153 | 0.75171 | 0.72272 | 0.69456 | 0.66722 | 0.6407 | 0.61504 | 0.59031 | 0.56656 | 0.53393 | 0.5038 | 0.48332 | 0.46522 | 0.45642 | 0.45266 | 0.44616 | 0.44031
| Industry | Cement | 0.76119 | 0.72734 | 0.69469 | 0.6607 | 0.62803 | 0.59373 | 0.5609 | 0.52575 | 0.49228 | 0.45504 | 0.41983 | 0.3886 | 0.35884 | 0.32858 | 0.29983 | 0.27251 | 0.24659 | 0.2237 | 0.20199 | 0.18409 | 0.16712 | 0.15377 | 0.14108 | 0.13092 | 0.12129 | 0.11372 | 0.10653 | 0.10089 | 0.095599 | 0.089497 | 0.083681
| Industry | Paper | 3.5205 | 3.4384 | 3.3569 | 3.2728 | 3.1894 | 3.1035 | 3.0184 | 2.9336 | 2.8497 | 2.6983 | 2.5521 | 2.4614 | 2.3734 | 2.288 | 2.2053 | 2.1251 | 2.0473 | 1.972 | 1.8991 | 1.8284 | 1.76 | 1.6939 | 1.6301 | 1.5549 | 1.4844 | 1.4279 | 1.3754 | 1.3359 | 1.3033 | 1.2674 | 1.2326
| Industry | Other Manufacturing | 5.3695 | 5.3015 | 5.2325 | 5.1547 | 5.076 | 4.9886 | 4.9005 | 4.8099 | 4.7188 | 4.4557 | 4.1992 | 4.0478 | 3.8994 | 3.7539 | 3.6114 | 3.4723 | 3.3362 | 3.2034 | 3.0734 | 2.9468 | 2.8232 | 2.7033 | 2.5869 | 2.4341 | 2.2911 | 2.187 | 2.092 | 2.0345 | 1.9968 | 1.9472 | 1.8997
| Industry | Food | 1.0263 | 1.0096 | 0.99272 | 0.97342 | 0.95403 | 0.93222 | 0.91037 | 0.888 | 0.86565 | 0.79174 | 0.71997 | 0.67363 | 0.62821 | 0.58368 | 0.5401 | 0.49754 | 0.45593 | 0.41532 | 0.37565 | 0.33698 | 0.29931 | 0.26278 | 0.22738 | 0.181 | 0.13763 | 0.10614 | 0.077495 | 0.060302 | 0.049233 | 0.034686 | 0.020853
| Industry | Construction | 1.1873 | 1.1844 | 1.1812 | 1.1717 | 1.1621 | 1.1487 | 1.133 | 1.1113 | 1.0897 | 1.0227 | 0.95653 | 0.9051 | 0.85217 | 0.79418 | 0.73482 | 0.68078 | 0.62587 | 0.57278 | 0.51784 | 0.46738 | 0.41515 | 0.36835 | 0.32001 | 0.26176 | 0.20325 | 0.16029 | 0.1181 | 0.092252 | 0.073332 | 0.044296 | 0.014433
| Industry | Iron and Steel | 0.74425 | 0.72127 | 0.69877 | 0.67572 | 0.65322 | 0.63021 | 0.60779 | 0.58575 | 0.56429 | 0.52216 | 0.48222 | 0.45266 | 0.42437 | 0.3973 | 0.37143 | 0.3467 | 0.32308 | 0.30054 | 0.27902 | 0.2585 | 0.23896 | 0.22038 | 0.20276 | 0.18221 | 0.16327 | 0.14855 | 0.13516 | 0.12554 | 0.11798 | 0.10967 | 0.10181
| Industry | Glass | 0.53893 | 0.52333 | 0.50796 | 0.49166 | 0.47565 | 0.45875 | 0.44221 | 0.42579 | 0.40972 | 0.36915 | 0.33057 | 0.30473 | 0.27992 | 0.25613 | 0.23333 | 0.2115 | 0.19061 | 0.17064 | 0.15156 | 0.13334 | 0.11598 | 0.099488 | 0.083867 | 0.064191 | 0.046203 | 0.033315 | 0.021855 | 0.01505 | 0.01073 | 0.0052351 | 0.0001437
| Industry | Mining & Ag | 0.88225 | 0.88325 | 0.88421 | 0.88258 | 0.88093 | 0.87718 | 0.8729 | 0.86696 | 0.86106 | 0.81497 | 0.76903 | 0.7402 | 0.71077 | 0.67991 | 0.64844 | 0.61792 | 0.58689 | 0.55598 | 0.52427 | 0.49324 | 0.46145 | 0.4306 | 0.39911 | 0.35528 | 0.31206 | 0.28069 | 0.25062 | 0.23326 | 0.22236 | 0.2053 | 0.18796
| Transportation | Gas System | 2.6298 | 2.6278 | 2.6258 | 2.6151 | 2.3254 | 2.0379 | 1.7527 | 1.4698 | 1.1893 | 0.91097 | 0.63499 | 0.6015 | 0.56788 | 0.53413 | 0.50022 | 0.46611 | 0.43182 | 0.39734 | 0.36261 | 0.32764 | 0.29246 | 0.25716 | 0.22184 | 0.18617 | 0.15061 | 0.11611 | 0.082858 | 0.055921 | 0.037296 | 0.018656 | 0
| Transportation | LDV | 70.5389 | 69.6096 | 68.1849 | 66.4451 | 64.5179 | 62.3332 | 59.8595 | 56.9861 | 53.8364 | 50.4294 | 46.7963 | 43.2064 | 39.663 | 36.1727 | 32.7421 | 29.4607 | 26.4437 | 23.5692 | 20.8494 | 18.3181 | 15.9999 | 13.8955 | 12.0078 | 10.3818 | 8.9354 | 7.6225 | 6.467 | 5.438 | 4.4825 | 3.8127 | 3.1694
| Transportation | MHDV + Buses | 16.3484 | 16.173 | 16.0063 | 15.5977 | 15.1779 | 14.7749 | 14.2883 | 13.7462 | 13.1529 | 12.5088 | 11.8403 | 11.2281 | 10.5789 | 9.8947 | 9.1742 | 8.6058 | 8.0528 | 7.5007 | 6.9547 | 6.4185 | 5.8919 | 5.375 | 4.8735 | 4.3901 | 3.9302 | 3.5028 | 3.1079 | 2.748 | 2.4272 | 2.1338 | 1.8659
| Transportation | Aviation | 9.6112 | 9.6396 | 9.6681 | 9.6968 | 9.7255 | 9.7542 | 9.7831 | 9.8121 | 9.8411 | 9.8702 | 9.8995 | 9.8665 | 9.8333 | 9.7998 | 9.766 | 9.7319 | 9.6976 | 9.6629 | 9.628 | 9.5928 | 9.5572 | 9.4359 | 9.3138 | 9.1909 | 9.0672 | 8.9427 | 8.8174 | 8.6912 | 8.5642 | 8.4364 | 8.3078
| Transportation | Other Nonroad | 5.6296 | 5.6241 | 5.6187 | 5.5752 | 5.5318 | 5.4959 | 5.4517 | 5.4077 | 5.364 | 5.3206 | 5.2819 | 4.7246 | 4.1661 | 3.6066 | 3.0461 | 2.5151 | 2.31 | 2.1045 | 1.8986 | 1.6924 | 1.4859 | 1.256 | 1.0259 | 0.79571 | 0.56536 | 0.33486 | 0.26803 | 0.20113 | 0.13416 | 0.067119 | 0
Key Buildings Drivers
> Building emissions reductions are driven by rapid electrification, increased energy efficiency, and improved building shells
> Rapid adoption of electrified technologies that builds from an ambitious interpretation of AP recommendations:
• 100% sales of HPs for all buildings by 2035
• 34% of residential SH stocks are HPs by 2035, 89% by 2050
• 33% of commercial SH stocks are HPs by 2035, 93% by 2050
• 100% sales of electrified end uses for cooking and clothes drying by 2035
• Reduction in NYC district steam system fuel consumption in line with "Electrification Pathway" from NYC
> Adoption of improved building shells for most new sales by 2035
• By 2035, 80% of new building shell installations (new and retrofits) implement a shell improvement or retrofit. By 2050, around 65% of buildings have some shell improvements
> Backup heat and GSHP to maintain reliability in critical buildings and mitigate electric sector peak impacts
• Roughly 20% share of GSHP, 80% ASHP, with greater GSHP share upstate
Key Transportation Drivers
> Light duty vehicles transition to battery electric technology
• 90% of new sales are ZEVs by 2030, 100% by 2035
• 21% of stocks are ZEVs by 2030, 95% by 2050
> Medium and heavy-duty vehicles are slower to transition, and
rely on a combination of battery electric and hydrogen fuel cell
technologies
• 40% of new sales are ZEVs by 2030, 100% by 2045
• 50/50 split BEV/FCEV for MDVs, 25/75 for HDVs
• 7% of stocks are ZEVs by 2030, 76% by 2050
> Reduction in vehicle miles travelled due to transit, transportation
demand management, telework, mixed-use development, and
complete streets policies drives emission reductions
• 6% lower for LDV than the Reference in 2035 and 2050
Key Industry Drivers
• 20% increase in manufacturing energy efficiency by 2025
based on NYSERDA EE potential study, 40% by 2050
• 4% of natural gas use is electrified by 2030, 33% by 2050
- 17% of remaining natural gas assumed to be converted to hydrogen by 2030, 100% by 2050
- A small amount of natural gas remains for non-fuel use as feedstocks
• CCS for all cement and iron & steel facilities with 90% capture rate

## S3_Energy Emissions
Energy Emissions - Scenario 3: Accelerated Transition Away from Combustion
GHG emissions from energy use in buildings, transportation, industrial sectors
Note: 2020 is a modeled year, reflecting historical trends.
Energy Emissions by Subsector (MMT CO2e)
| Sector | Chart Label | 2020 | 2021 | 2022 | 2023 | 2024 | 2025 | 2026 | 2027 | 2028 | 2029 | 2030 | 2031 | 2032 | 2033 | 2034 | 2035 | 2036 | 2037 | 2038 | 2039 | 2040 | 2041 | 2042 | 2043 | 2044 | 2045 | 2046 | 2047 | 2048 | 2049 | 2050
| Buildings | Space Heating | 74.4896 | 73.4016 | 72.2095 | 70.5692 | 68.5464 | 65.9042 | 63.0073 | 57.0427 | 51.2198 | 48.0035 | 44.3277 | 41.2721 | 38.1247 | 34.9588 | 31.7748 | 28.5976 | 25.4866 | 22.4919 | 19.6304 | 16.9385 | 14.4458 | 12.1604 | 10.1111 | 8.3029 | 6.7155 | 5.34 | 4.1635 | 3.162 | 2.3067 | 1.5791 | 1.0883
| Buildings | Water Heating | 15.3497 | 15.2918 | 15.2135 | 15.0507 | 14.8219 | 14.4904 | 14.1167 | 13.4355 | 12.6195 | 11.8306 | 10.8264 | 9.8817 | 8.9477 | 8.0216 | 7.1018 | 6.1905 | 5.2951 | 4.4284 | 3.6077 | 2.8524 | 2.1809 | 1.6051 | 1.1329 | 0.76299 | 0.48749 | 0.29339 | 0.1649 | 0.085492 | 0.040099 | 0.016408 | 0.0063002
| Buildings | Lighting | 0 | 0 | 0 | 0 | 0 | 0 | 0 | 0 | 0 | 0 | 0 | 0 | 0 | 0 | 0 | 0 | 0 | 0 | 0 | 0 | 0 | 0 | 0 | 0 | 0 | 0 | 0 | 0 | 0 | 0 | 0
| Buildings | Appliances | 5.3402 | 5.3176 | 5.2893 | 5.2421 | 5.1756 | 5.0743 | 4.9232 | 4.708 | 4.43 | 4.1037 | 3.7438 | 3.3639 | 2.9704 | 2.5758 | 2.1944 | 1.8387 | 1.5211 | 1.2459 | 0.99863 | 0.76948 | 0.58214 | 0.43507 | 0.3171 | 0.22213 | 0.14733 | 0.091029 | 0.051476 | 0.026332 | 0.012116 | 0.0049366 | 0.0019494
| Buildings | AC/Ventilation | 0.12297 | 0.12221 | 0.12154 | 0.12061 | 0.1197 | 0.11872 | 0.11766 | 0.11657 | 0.11545 | 0.11433 | 0.1132 | 0.11313 | 0.11303 | 0.11298 | 0.11293 | 0.1129 | 0.11283 | 0.11277 | 0.11263 | 0.11243 | 0.11214 | 0.11161 | 0.11087 | 0.1098 | 0.10825 | 0.10597 | 0.10272 | 0.097906 | 0.09059 | 0.079127 | 0.070824
| Buildings | Other | 8.1677 | 7.9906 | 7.813 | 7.6312 | 7.449 | 7.2664 | 7.2721 | 7.278 | 7.2839 | 7.2899 | 7.296 | 7.0613 | 6.8272 | 6.5936 | 6.3604 | 6.1277 | 5.8954 | 5.6635 | 5.4319 | 5.2006 | 4.9697 | 4.7383 | 4.5071 | 4.2761 | 4.0454 | 3.8151 | 3.5858 | 3.3578 | 3.1317 | 2.9092 | 2.7141
| Industry | Chemicals | 1.1142 | 1.1084 | 1.1024 | 1.0951 | 1.0877 | 1.0801 | 1.0724 | 1.0644 | 1.0563 | 1.048 | 1.0396 | 0.99733 | 0.9565 | 0.91707 | 0.87907 | 0.8425 | 0.80737 | 0.77372 | 0.74153 | 0.71081 | 0.68159 | 0.6359 | 0.59485 | 0.55851 | 0.52689 | 0.50007 | 0.47812 | 0.46108 | 0.44901 | 0.44202 | 0.44031
| Industry | Cement | 0.76123 | 0.72753 | 0.695 | 0.66115 | 0.62862 | 0.5945 | 0.56184 | 0.52685 | 0.49352 | 0.4577 | 0.42377 | 0.39271 | 0.36312 | 0.33301 | 0.30439 | 0.27719 | 0.25137 | 0.22857 | 0.20693 | 0.1891 | 0.17216 | 0.15814 | 0.14482 | 0.13432 | 0.12433 | 0.11624 | 0.10855 | 0.10228 | 0.096326 | 0.089766 | 0.083681
| Industry | Paper | 3.5223 | 3.4468 | 3.3715 | 3.2945 | 3.2177 | 3.1412 | 3.0651 | 2.9892 | 2.9136 | 2.8384 | 2.7634 | 2.6555 | 2.5516 | 2.4516 | 2.3556 | 2.2633 | 2.1747 | 2.0898 | 2.0083 | 1.9302 | 1.8555 | 1.7586 | 1.6698 | 1.589 | 1.516 | 1.4506 | 1.3927 | 1.3421 | 1.2985 | 1.262 | 1.2326
| Industry | Other Manufacturing | 5.3739 | 5.3212 | 5.2669 | 5.2068 | 5.1452 | 5.0819 | 5.017 | 4.9502 | 4.8818 | 4.8113 | 4.7393 | 4.5499 | 4.3661 | 4.1875 | 4.0146 | 3.8471 | 3.6853 | 3.5294 | 3.3791 | 3.2348 | 3.0961 | 2.8904 | 2.7032 | 2.5351 | 2.3857 | 2.2557 | 2.1449 | 2.0537 | 1.9822 | 1.9305 | 1.8997
| Industry | Food | 1.0276 | 1.0154 | 1.003 | 0.98895 | 0.97465 | 0.96002 | 0.94512 | 0.92986 | 0.91434 | 0.89843 | 0.88226 | 0.82457 | 0.76854 | 0.71413 | 0.66143 | 0.61042 | 0.56113 | 0.51364 | 0.46787 | 0.42395 | 0.38179 | 0.31933 | 0.26252 | 0.21151 | 0.16627 | 0.12692 | 0.093504 | 0.066119 | 0.044786 | 0.029596 | 0.020853
| Industry | Construction | 1.1929 | 1.1951 | 1.197 | 1.2036 | 1.21 | 1.2119 | 1.2136 | 1.2086 | 1.2031 | 1.1891 | 1.1745 | 1.1354 | 1.0948 | 1.0481 | 0.99969 | 0.94952 | 0.89752 | 0.84853 | 0.79763 | 0.75327 | 0.70698 | 0.63096 | 0.5526 | 0.48023 | 0.40593 | 0.33593 | 0.26501 | 0.19876 | 0.13395 | 0.068675 | 0.014433
| Industry | Iron and Steel | 0.74485 | 0.72402 | 0.70354 | 0.68274 | 0.66233 | 0.64228 | 0.6226 | 0.60327 | 0.5843 | 0.56567 | 0.54739 | 0.50698 | 0.46848 | 0.43181 | 0.39693 | 0.36377 | 0.33227 | 0.30239 | 0.27405 | 0.24721 | 0.22182 | 0.19054 | 0.16213 | 0.13648 | 0.11348 | 0.093031 | 0.075041 | 0.059411 | 0.046046 | 0.034876 | 0.025862
| Industry | Glass | 0.5396 | 0.52641 | 0.51332 | 0.49961 | 0.48604 | 0.4726 | 0.4593 | 0.44612 | 0.43308 | 0.42017 | 0.40738 | 0.37522 | 0.3446 | 0.31546 | 0.28779 | 0.26153 | 0.23666 | 0.21315 | 0.19095 | 0.17003 | 0.15035 | 0.12273 | 0.098108 | 0.076404 | 0.057531 | 0.041425 | 0.028021 | 0.017248 | 0.0090327 | 0.0033296 | 0.0001437
| Industry | Mining & Ag | 0.88415 | 0.88858 | 0.893 | 0.89779 | 0.90258 | 0.90633 | 0.91006 | 0.91222 | 0.91432 | 0.91445 | 0.91444 | 0.89654 | 0.87812 | 0.85807 | 0.8374 | 0.81608 | 0.79405 | 0.77241 | 0.74997 | 0.72863 | 0.70637 | 0.65106 | 0.59481 | 0.53964 | 0.48382 | 0.42901 | 0.37438 | 0.32175 | 0.27129 | 0.22441 | 0.18796
| Transportation | Gas System | 2.633 | 2.6327 | 2.6323 | 2.6281 | 2.3427 | 2.0582 | 1.7747 | 1.492 | 1.2103 | 0.9295 | 0.64959 | 0.61657 | 0.58347 | 0.55029 | 0.51702 | 0.48365 | 0.45018 | 0.4166 | 0.38292 | 0.34912 | 0.31524 | 0.28109 | 0.24688 | 0.21267 | 0.17856 | 0.1447 | 0.1114 | 0.079084 | 0.048463 | 0.021019 | 0
| Transportation | LDV | 70.5906 | 69.6845 | 68.3099 | 66.7375 | 64.9791 | 62.9445 | 60.6284 | 54.4053 | 48.6272 | 46.0882 | 43.1972 | 40.2593 | 37.3187 | 34.3727 | 31.4435 | 28.5616 | 25.8725 | 23.1049 | 20.3891 | 17.8499 | 15.5204 | 13.4093 | 11.5223 | 9.9094 | 8.4873 | 7.2054 | 6.085 | 5.0918 | 4.1688 | 3.5347 | 2.9237
| Transportation | MHDV + Buses | 16.4496 | 16.3247 | 16.2098 | 16.0792 | 15.9304 | 15.7437 | 15.5099 | 15.2021 | 14.8239 | 14.3663 | 13.8327 | 13.2532 | 12.6196 | 11.9374 | 11.2095 | 10.4491 | 9.6694 | 8.8904 | 8.1259 | 7.3855 | 6.6712 | 5.9862 | 5.335 | 4.7238 | 4.1567 | 3.6342 | 3.158 | 2.7249 | 2.3304 | 1.9698 | 1.6495
| Transportation | Aviation | 9.6112 | 9.6396 | 9.6681 | 9.6968 | 9.7255 | 9.7542 | 9.7831 | 9.8121 | 9.8411 | 9.8702 | 9.8995 | 9.9288 | 9.9582 | 9.9876 | 10.0172 | 10.0468 | 10.0766 | 10.1064 | 10.1363 | 10.1663 | 10.1964 | 10.2266 | 10.2569 | 10.2872 | 10.3177 | 10.3482 | 10.3789 | 10.4096 | 10.4404 | 10.4713 | 10.5023
| Transportation | Other Nonroad | 5.6473 | 5.6507 | 5.6541 | 5.6575 | 5.661 | 5.6645 | 5.668 | 5.6716 | 5.6753 | 5.679 | 5.6827 | 5.1275 | 4.5712 | 4.0138 | 3.4553 | 2.8955 | 2.6683 | 2.4408 | 2.213 | 1.9848 | 1.7564 | 1.483 | 1.2095 | 0.93599 | 0.6624 | 0.38872 | 0.31108 | 0.2334 | 0.15565 | 0.077855 | 0
Key Buildings Drivers
> Building emissions reductions are driven by rapid electrification, increased energy efficiency, and improved building shells
> Rapid adoption of electrified technologies that builds from an ambitious interpretation of AP recommendations:
• 100% sales of HPs for all buildings by 2035
• 34% of residential SH stocks are HPs by 2035, 89% by 2050
• 33% of commercial SH stocks are HPs by 2035, 93% by 2050
• 100% sales of electrified end uses for cooking and clothes drying by 2035
• Reduction in NYC district steam system fuel consumption in line with "Electrification Pathway" from NYC
> Adoption of improved building shells for most new sales by 2035
• By 2035, 95% of new building shell installations (new and retrofits) implement a shell improvement or retrofit. By 2050, around 92% of buildings have some shell improvements
Key Transportation Drivers
> Light duty vehicles transition to battery electric technology
• 98% of new sales are ZEVs by 2030, 100% by 2035
- 10% early retirements of fossil stock by 2030
- 26% of stocks are ZEVs by 2030, 95% by 2050
> Medium and heavy-duty vehicles are slower to transition, and rely on a combination of battery electric and hydrogen fuel cell technologies
• 50% of new MDV sales are ZEVs by 2030, 100% by 2045
- 75/25 for MDVs
• 40% of new HDV sales are ZEVs by 2030, 100% by 2045
- 50/50 split BEV/FCEV for HDVs
• 9% of MHDV stocks are ZEVs by 2030, 85% by 2050
> Reduction in vehicle miles travelled due to transit, transportation demand management, telework, mixed-use development, and complete streets policies drives emission reductions
• 6% lower for LDV than the Reference in 2035 and 2050
Key Industry Drivers
• 20% increase in manufacturing energy efficiency by 2025
based on NYSERDA EE potential study, 40% by 2050
• 4% of natural gas use is electrified by 2030, 83% by 2050
- 17% of remaining natural gas assumed to be converted to hydrogen by 2030, 100% by 2050
- A small amount of natural gas remains for non-fuel use as feedstocks
• CCS for all cement and iron & steel facilities with 90% capture rate

## S4_Energy Emissions
Energy Emissions - Scenario 4: Beyond 85% Reduction
GHG emissions from energy use in buildings, transportation, industrial sectors
Note: 2020 is a modeled year, reflecting historical trends.
Energy Emissions by Subsector (MMT CO2e)
| Sector | Chart Label | 2020 | 2021 | 2022 | 2023 | 2024 | 2025 | 2026 | 2027 | 2028 | 2029 | 2030 | 2031 | 2032 | 2033 | 2034 | 2035 | 2036 | 2037 | 2038 | 2039 | 2040 | 2041 | 2042 | 2043 | 2044 | 2045 | 2046 | 2047 | 2048 | 2049 | 2050
| Buildings | Space Heating | 74.5992 | 73.5363 | 72.1025 | 70.36 | 68.2413 | 65.5123 | 62.5386 | 56.5334 | 50.6861 | 47.4314 | 43.7307 | 40.3749 | 36.9851 | 33.6343 | 30.324 | 27.0784 | 23.9519 | 20.9889 | 18.2014 | 15.6183 | 13.3367 | 10.9531 | 8.8956 | 7.1483 | 5.6747 | 4.4498 | 3.4463 | 2.6322 | 1.9758 | 1.4573 | 1.0567
| Buildings | Water Heating | 15.3721 | 15.32 | 15.1904 | 15.0051 | 14.7545 | 14.4024 | 14.0096 | 13.3131 | 12.4854 | 11.6868 | 10.678 | 9.6609 | 8.6718 | 7.7075 | 6.7662 | 5.8498 | 4.9644 | 4.1212 | 3.3347 | 2.6212 | 2.0004 | 1.4337 | 0.98646 | 0.64896 | 0.40636 | 0.24099 | 0.1346 | 0.070377 | 0.034208 | 0.01534 | 0.0062926
| Buildings | Lighting | 0 | 0 | 0 | 0 | 0 | 0 | 0 | 0 | 0 | 0 | 0 | 0 | 0 | 0 | 0 | 0 | 0 | 0 | 0 | 0 | 0 | 0 | 0 | 0 | 0 | 0 | 0 | 0 | 0 | 0 | 0
| Buildings | Appliances | 5.3454 | 5.3254 | 5.2816 | 5.2268 | 5.153 | 5.0446 | 4.8871 | 4.6665 | 4.3843 | 4.0552 | 3.6941 | 3.2888 | 2.8778 | 2.4734 | 2.089 | 1.7359 | 1.4248 | 1.1584 | 0.92238 | 0.70664 | 0.53214 | 0.38724 | 0.27516 | 0.1883 | 0.12245 | 0.074598 | 0.041956 | 0.021661 | 0.010337 | 0.0046199 | 0.0019494
| Buildings | AC/Ventilation | 0.12309 | 0.12239 | 0.12137 | 0.12025 | 0.11917 | 0.11802 | 0.11678 | 0.11553 | 0.11425 | 0.11297 | 0.11168 | 0.11058 | 0.10947 | 0.10844 | 0.10745 | 0.10652 | 0.1056 | 0.10476 | 0.10393 | 0.10316 | 0.10243 | 0.099272 | 0.096151 | 0.093055 | 0.089966 | 0.08684 | 0.08372 | 0.08054 | 0.077291 | 0.074051 | 0.070824
| Buildings | Other | 8.1702 | 7.9944 | 7.8093 | 7.6239 | 7.4383 | 7.2524 | 7.2546 | 7.2569 | 7.2592 | 7.2615 | 7.264 | 7.0101 | 6.7593 | 6.5116 | 6.2668 | 6.0251 | 5.7864 | 5.5508 | 5.3181 | 5.0885 | 4.862 | 4.6134 | 4.3725 | 4.1391 | 3.9132 | 3.6948 | 3.4838 | 3.2803 | 3.0842 | 2.8955 | 2.7141
| Industry | Chemicals | 1.115 | 1.1064 | 1.095 | 1.0844 | 1.0737 | 1.0611 | 1.0485 | 1.0356 | 1.0227 | 0.96769 | 0.91438 | 0.86342 | 0.81572 | 0.77121 | 0.72985 | 0.69158 | 0.65634 | 0.62409 | 0.59473 | 0.56823 | 0.54451 | 0.52042 | 0.50001 | 0.47767 | 0.45995 | 0.44968 | 0.44238 | 0.4398 | 0.43897 | 0.43869 | 0.44031
| Industry | Cement | 0.76126 | 0.72745 | 0.69472 | 0.66076 | 0.62812 | 0.59384 | 0.56104 | 0.5259 | 0.49245 | 0.45522 | 0.42001 | 0.38865 | 0.35879 | 0.32846 | 0.29965 | 0.2723 | 0.24637 | 0.22349 | 0.2018 | 0.18395 | 0.16703 | 0.15363 | 0.14094 | 0.13083 | 0.12126 | 0.11376 | 0.10664 | 0.10102 | 0.095658 | 0.089511 | 0.083681
| Industry | Paper | 3.5237 | 3.4432 | 3.3583 | 3.2755 | 3.1933 | 3.1086 | 3.0246 | 2.9408 | 2.8579 | 2.7067 | 2.5607 | 2.4412 | 2.329 | 2.2238 | 2.1252 | 2.0331 | 1.9471 | 1.8669 | 1.7922 | 1.7229 | 1.6585 | 1.5946 | 1.5367 | 1.4769 | 1.4243 | 1.3824 | 1.3449 | 1.3139 | 1.2854 | 1.2578 | 1.2326
| Industry | Other Manufacturing | 5.3772 | 5.3129 | 5.2363 | 5.1624 | 5.0874 | 5.0035 | 4.9188 | 4.8314 | 4.7433 | 4.4815 | 4.2257 | 4.0009 | 3.7892 | 3.5901 | 3.4037 | 3.2296 | 3.0676 | 2.9177 | 2.7793 | 2.6525 | 2.5367 | 2.4192 | 2.3163 | 2.2054 | 2.1128 | 2.0502 | 1.9992 | 1.967 | 1.9412 | 1.9169 | 1.8997
| Industry | Food | 1.0286 | 1.0129 | 0.99381 | 0.97563 | 0.95732 | 0.9365 | 0.91564 | 0.89419 | 0.87272 | 0.79918 | 0.72762 | 0.65915 | 0.59463 | 0.53395 | 0.47709 | 0.42398 | 0.37456 | 0.32879 | 0.28654 | 0.24784 | 0.21248 | 0.17667 | 0.14535 | 0.11164 | 0.083555 | 0.064641 | 0.049328 | 0.039796 | 0.032348 | 0.025463 | 0.020853
| Industry | Construction | 1.1935 | 1.1936 | 1.1902 | 1.1928 | 1.1953 | 1.1916 | 1.1877 | 1.1767 | 1.1653 | 1.1064 | 1.046 | 0.98888 | 0.93095 | 0.86773 | 0.80364 | 0.73869 | 0.67288 | 0.61086 | 0.54806 | 0.49247 | 0.43623 | 0.38038 | 0.32573 | 0.2659 | 0.20806 | 0.16734 | 0.12819 | 0.10286 | 0.078655 | 0.045646 | 0.014433
| Industry | Iron and Steel | 0.74532 | 0.72283 | 0.69922 | 0.67661 | 0.65449 | 0.63185 | 0.60976 | 0.58803 | 0.56685 | 0.52479 | 0.48487 | 0.44136 | 0.40079 | 0.363 | 0.32786 | 0.29522 | 0.26496 | 0.23695 | 0.21106 | 0.18717 | 0.16518 | 0.14372 | 0.1244 | 0.10493 | 0.087843 | 0.074094 | 0.061864 | 0.051713 | 0.042484 | 0.033717 | 0.025862
| Industry | Glass | 0.54013 | 0.52508 | 0.50848 | 0.49268 | 0.47715 | 0.46069 | 0.44455 | 0.4285 | 0.41278 | 0.37233 | 0.33379 | 0.29751 | 0.26395 | 0.23298 | 0.20449 | 0.17837 | 0.15451 | 0.1328 | 0.11313 | 0.095418 | 0.079543 | 0.063847 | 0.050366 | 0.036234 | 0.024693 | 0.017022 | 0.010938 | 0.0072065 | 0.0043559 | 0.0017987 | 0.0001437
| Industry | Mining & Ag | 0.88476 | 0.887 | 0.88678 | 0.88845 | 0.89011 | 0.88912 | 0.88807 | 0.88513 | 0.88209 | 0.83811 | 0.79371 | 0.76057 | 0.72744 | 0.6933 | 0.65917 | 0.62506 | 0.59099 | 0.55803 | 0.52514 | 0.49419 | 0.46335 | 0.4285 | 0.39504 | 0.35234 | 0.3119 | 0.28395 | 0.25771 | 0.24148 | 0.22644 | 0.20633 | 0.18796
| Transportation | Gas System | 2.6356 | 2.6365 | 2.6284 | 2.6203 | 2.3324 | 2.0461 | 1.7616 | 1.4788 | 1.1978 | 0.91848 | 0.64091 | 0.60273 | 0.5652 | 0.5283 | 0.49205 | 0.45645 | 0.42149 | 0.38717 | 0.3535 | 0.32047 | 0.2881 | 0.25019 | 0.21429 | 0.18042 | 0.14856 | 0.11873 | 0.090925 | 0.065146 | 0.041398 | 0.019682 | 0
| Transportation | LDV | 70.5906 | 69.6845 | 67.8252 | 65.7873 | 63.5869 | 61.1404 | 58.4491 | 52.0473 | 46.1569 | 43.4037 | 40.3571 | 37.2972 | 34.2796 | 31.3022 | 28.3852 | 25.5558 | 23.1431 | 20.6612 | 18.227 | 15.9523 | 13.8664 | 11.9678 | 10.2731 | 8.8258 | 7.5515 | 6.4051 | 5.4048 | 4.5198 | 3.7 | 3.1352 | 2.5912
| Transportation | MHDV + Buses | 16.45 | 16.3252 | 16.1835 | 16.027 | 15.8528 | 15.6415 | 15.3839 | 15.0536 | 14.6545 | 14.1779 | 13.6277 | 12.9895 | 12.3041 | 11.5778 | 10.8141 | 10.0268 | 9.2289 | 8.4395 | 7.6716 | 6.934 | 6.2283 | 5.4929 | 4.8089 | 4.1802 | 3.6088 | 3.0935 | 2.6339 | 2.2261 | 1.8657 | 1.5486 | 1.2717
| Transportation | Aviation | 9.6112 | 9.6396 | 9.6681 | 9.6968 | 9.7255 | 9.7542 | 9.7831 | 9.8121 | 9.8411 | 9.8702 | 9.8995 | 9.8724 | 9.8453 | 9.8181 | 9.7907 | 9.7633 | 9.7357 | 9.708 | 9.6802 | 9.6523 | 9.6242 | 9.2448 | 8.8747 | 8.5136 | 8.1616 | 7.8187 | 7.4846 | 7.1593 | 6.8429 | 6.5351 | 6.2359
| Transportation | Other Nonroad | 5.6473 | 5.6507 | 5.6498 | 5.6489 | 5.6481 | 5.6474 | 5.6467 | 5.6461 | 5.6455 | 5.645 | 5.6445 | 5.0798 | 4.5156 | 3.9517 | 3.3883 | 2.8252 | 2.5938 | 2.3631 | 2.1331 | 1.9038 | 1.6752 | 1.399 | 1.1287 | 0.86445 | 0.60612 | 0.35371 | 0.28009 | 0.20791 | 0.13717 | 0.067871 | 0
Key Buildings Drivers
> Building emissions reductions are driven by rapid electrification, increased energy efficiency, and improved building shells
> Rapid adoption of electrified technologies that builds from an ambitious interpretation of AP recommendations:
• 100% sales of HPs for all buildings by 2035
• 34% of residential SH stocks are HPs by 2035, 89% by 2050
• 33% of commercial SH stocks are HPs by 2035, 93% by 2050
• 100% sales of electrified end uses for cooking and clothes drying by 2035
• Reduction in NYC district steam system fuel consumption in line with "Electrification Pathway" from NYC
> Adoption of improved building shells for most new sales by 2035
• By 2035, 95% of new building shell installations (new and retrofits) implement a shell improvement or retrofit. By 2050, around 92% of buildings have some shell improvements
Key Transportation Drivers
> Light duty vehicles transition to battery electric technology
• 98% of new sales are ZEVs by 2030, 100% by 2035
- 10% early retirements of fossil stock by 2030
- 26% of stocks are ZEVs by 2030, 95% by 2050
> Medium and heavy-duty vehicles are slower to transition, and rely on acombination of battery electric and hydrogen fuel cell technologies
• 50% of new MDV sales are ZEVs by 2030, 100% by 2045
- 75/25 for MDVs
• 40% of new HDV sales are ZEVs by 2030, 100% by 2045
- 50/50 split BEV/FCEV for HDVs
• 9% of MHDV stocks are ZEVs by 2030, 85% by 2050
> Reduction in vehicle miles travelled due to greater ambition in transit, transportation demand management, telework, mixed-use
development, and complete streets policies drives emission reductions
• 15% lower for LDV than the Reference in 2035 and 2050
> Electric short-haul aviation (16% by 2050), 50% hydrogen aviation
Key Industry Drivers
• 20% increase in manufacturing energy efficiency by 2025
based on NYSERDA EE potential study, 40% by 2050
• 4% of natural gas use is electrified by 2030, 83% by 2050
- Remaining natural gas use assumed to be converted to hydrogen by 2050
- A small amount of natural gas remains for non-fuel use as feedstocks
• CCS for all cement and iron & steel facilities with 90% capture rate

## Agriculture Emissions
Agriculture Emissions
Agriculture GHG emissions by source and scenario. AR Vintage: AR5; 20-year GWP
Note: 2020 is a modeled year, reflecting historical trends.
Agriculture Emissions by Scenario (MMT CO2e)
| Scenario |  |  | 2020 | 2021 | 2022 | 2023 | 2024 | 2025 | 2026 | 2027 | 2028 | 2029 | 2030 | 2031 | 2032 | 2033 | 2034 | 2035 | 2036 | 2037 | 2038 | 2039 | 2040 | 2041 | 2042 | 2043 | 2044 | 2045 | 2046 | 2047 | 2048 | 2049 | 2050
| Reference |  |  | 21.237 | 21.237 | 21.237 | 21.237 | 21.237 | 21.237 | 21.237 | 21.237 | 21.237 | 21.237 | 21.237 | 21.237 | 21.237 | 21.237 | 21.237 | 21.237 | 21.237 | 21.237 | 21.237 | 21.237 | 21.237 | 21.237 | 21.237 | 21.237 | 21.237 | 21.237 | 21.237 | 21.237 | 21.237 | 21.237 | 21.237
| AP Recommendations |  |  | 20.985 | 20.733 | 20.565 | 20.313 | 20.061 | 19.893 | 19.641 | 19.125 | 18.957 | 18.705 | 18.537 | 18.369 | 18.117 | 17.865 | 17.613 | 17.445 | 17.193 | 16.941 | 16.773 | 16.521 | 16.269 | 16.101 | 15.933 | 15.681 | 15.513 | 15.261 | 15.009 | 14.841 | 14.589 | 14.337 | 14.085
| Strategic Use of Low-Carbon Fuels |  |  | 20.901 | 20.481 | 20.145 | 19.809 | 19.389 | 19.053 | 18.717 | 18.117 | 17.697 | 17.361 | 17.109 | 16.723 | 16.253 | 15.867 | 15.481 | 15.011 | 14.877 | 14.743 | 14.609 | 14.475 | 14.341 | 14.207 | 14.157 | 14.023 | 13.889 | 13.755 | 13.621 | 13.487 | 13.353 | 13.219 | 13.085
| Accelerated Transition Away from Combustion |  |  | 20.901 | 20.481 | 20.145 | 19.809 | 19.389 | 19.053 | 18.717 | 18.117 | 17.697 | 17.361 | 17.109 | 16.723 | 16.253 | 15.867 | 15.481 | 15.011 | 14.877 | 14.743 | 14.609 | 14.475 | 14.341 | 14.207 | 14.157 | 14.023 | 13.889 | 13.755 | 13.621 | 13.487 | 13.353 | 13.219 | 13.085
| Beyond 85% Reductionss |  |  | 20.901 | 20.481 | 20.145 | 19.809 | 19.389 | 19.053 | 18.717 | 18.117 | 17.697 | 17.361 | 17.109 | 16.7978 | 16.4865 | 16.1753 | 15.864 | 15.5528 | 15.2416 | 14.9303 | 14.6191 | 14.3078 | 13.9966 | 13.6854 | 13.3741 | 13.0629 | 12.7516 | 12.4404 | 12.1292 | 11.8179 | 11.5067 | 11.1954 | 10.8842
Agriculture Emissions by Source (MMT CO2e)
| Scenario | Source | Gas | 2020 | 2021 | 2022 | 2023 | 2024 | 2025 | 2026 | 2027 | 2028 | 2029 | 2030 | 2031 | 2032 | 2033 | 2034 | 2035 | 2036 | 2037 | 2038 | 2039 | 2040 | 2041 | 2042 | 2043 | 2044 | 2045 | 2046 | 2047 | 2048 | 2049 | 2050
| Reference | Animal Feeding | CH4 | 13.44 | 13.44 | 13.44 | 13.44 | 13.44 | 13.44 | 13.44 | 13.44 | 13.44 | 13.44 | 13.44 | 13.44 | 13.44 | 13.44 | 13.44 | 13.44 | 13.44 | 13.44 | 13.44 | 13.44 | 13.44 | 13.44 | 13.44 | 13.44 | 13.44 | 13.44 | 13.44 | 13.44 | 13.44 | 13.44 | 13.44
| Reference | Manure Management | CH4 | 5.796 | 5.796 | 5.796 | 5.796 | 5.796 | 5.796 | 5.796 | 5.796 | 5.796 | 5.796 | 5.796 | 5.796 | 5.796 | 5.796 | 5.796 | 5.796 | 5.796 | 5.796 | 5.796 | 5.796 | 5.796 | 5.796 | 5.796 | 5.796 | 5.796 | 5.796 | 5.796 | 5.796 | 5.796 | 5.796 | 5.796
| Reference | Manure Management | N2O | 0.264 | 0.264 | 0.264 | 0.264 | 0.264 | 0.264 | 0.264 | 0.264 | 0.264 | 0.264 | 0.264 | 0.264 | 0.264 | 0.264 | 0.264 | 0.264 | 0.264 | 0.264 | 0.264 | 0.264 | 0.264 | 0.264 | 0.264 | 0.264 | 0.264 | 0.264 | 0.264 | 0.264 | 0.264 | 0.264 | 0.264
| Reference | Soil Management | N2O | 1.584 | 1.584 | 1.584 | 1.584 | 1.584 | 1.584 | 1.584 | 1.584 | 1.584 | 1.584 | 1.584 | 1.584 | 1.584 | 1.584 | 1.584 | 1.584 | 1.584 | 1.584 | 1.584 | 1.584 | 1.584 | 1.584 | 1.584 | 1.584 | 1.584 | 1.584 | 1.584 | 1.584 | 1.584 | 1.584 | 1.584
| Reference | Soil Management | CO2 | 0.153 | 0.153 | 0.153 | 0.153 | 0.153 | 0.153 | 0.153 | 0.153 | 0.153 | 0.153 | 0.153 | 0.153 | 0.153 | 0.153 | 0.153 | 0.153 | 0.153 | 0.153 | 0.153 | 0.153 | 0.153 | 0.153 | 0.153 | 0.153 | 0.153 | 0.153 | 0.153 | 0.153 | 0.153 | 0.153 | 0.153
| AP Recommendations | Animal Feeding | CH4 | 13.356 | 13.272 | 13.188 | 13.104 | 13.02 | 12.936 | 12.852 | 12.768 | 12.684 | 12.6 | 12.6 | 12.516 | 12.432 | 12.348 | 12.264 | 12.18 | 12.096 | 12.012 | 11.928 | 11.844 | 11.76 | 11.676 | 11.676 | 11.592 | 11.508 | 11.424 | 11.34 | 11.256 | 11.172 | 11.088 | 11.004
| AP Recommendations | Manure Management | CH4 | 5.628 | 5.46 | 5.376 | 5.208 | 5.04 | 4.956 | 4.788 | 4.62 | 4.536 | 4.368 | 4.2 | 4.116 | 3.948 | 3.78 | 3.612 | 3.528 | 3.36 | 3.192 | 3.108 | 2.94 | 2.772 | 2.688 | 2.52 | 2.352 | 2.268 | 2.1 | 1.932 | 1.848 | 1.68 | 1.512 | 1.344
| AP Recommendations | Manure Management | N2O | 0.264 | 0.264 | 0.264 | 0.264 | 0.264 | 0.264 | 0.264 | 0.264 | 0.264 | 0.264 | 0.264 | 0.264 | 0.264 | 0.264 | 0.264 | 0.264 | 0.264 | 0.264 | 0.264 | 0.264 | 0.264 | 0.264 | 0.264 | 0.264 | 0.264 | 0.264 | 0.264 | 0.264 | 0.264 | 0.264 | 0.264
| AP Recommendations | Soil Management | N2O | 1.584 | 1.584 | 1.584 | 1.584 | 1.584 | 1.584 | 1.584 | 1.32 | 1.32 | 1.32 | 1.32 | 1.32 | 1.32 | 1.32 | 1.32 | 1.32 | 1.32 | 1.32 | 1.32 | 1.32 | 1.32 | 1.32 | 1.32 | 1.32 | 1.32 | 1.32 | 1.32 | 1.32 | 1.32 | 1.32 | 1.32
| AP Recommendations | Soil Management | CO2 | 0.153 | 0.153 | 0.153 | 0.153 | 0.153 | 0.153 | 0.153 | 0.153 | 0.153 | 0.153 | 0.153 | 0.153 | 0.153 | 0.153 | 0.153 | 0.153 | 0.153 | 0.153 | 0.153 | 0.153 | 0.153 | 0.153 | 0.153 | 0.153 | 0.153 | 0.153 | 0.153 | 0.153 | 0.153 | 0.153 | 0.153
| Strategic Use of Low-Carbon Fuels | Animal Feeding | CH4 | 13.356 | 13.272 | 13.188 | 13.104 | 13.02 | 12.936 | 12.852 | 12.768 | 12.684 | 12.6 | 12.6 | 12.4787 | 12.356 | 12.2324 | 12.1076 | 11.9805 | 11.8569 | 11.7334 | 11.6101 | 11.4869 | 11.3638 | 11.2408 | 11.2013 | 11.0785 | 10.9558 | 10.8333 | 10.7109 | 10.5887 | 10.4665 | 10.3446 | 10.2227
| Strategic Use of Low-Carbon Fuels | Manure Management | CH4 | 5.544 | 5.208 | 4.956 | 4.704 | 4.368 | 4.116 | 3.864 | 3.612 | 3.276 | 3.024 | 2.772 | 2.5125 | 2.1706 | 1.9139 | 1.6586 | 1.322 | 1.3174 | 1.3128 | 1.3082 | 1.3035 | 1.2987 | 1.2939 | 1.2894 | 1.2845 | 1.2795 | 1.2745 | 1.2694 | 1.2643 | 1.2591 | 1.2539 | 1.2486
| Strategic Use of Low-Carbon Fuels | Manure Management | N2O | 0.264 | 0.264 | 0.264 | 0.264 | 0.264 | 0.264 | 0.264 | 0.264 | 0.264 | 0.264 | 0.264 | 0.26321 | 0.26239 | 0.26153 | 0.26063 | 0.25968 | 0.25878 | 0.25788 | 0.25696 | 0.25604 | 0.25511 | 0.25416 | 0.25327 | 0.25231 | 0.25133 | 0.25035 | 0.24935 | 0.24835 | 0.24733 | 0.2463 | 0.24526
| Strategic Use of Low-Carbon Fuels | Soil Management | N2O | 1.584 | 1.584 | 1.584 | 1.584 | 1.584 | 1.584 | 1.584 | 1.32 | 1.32 | 1.32 | 1.32 | 1.3161 | 1.3119 | 1.3076 | 1.3032 | 1.2984 | 1.2939 | 1.2894 | 1.2848 | 1.2802 | 1.2755 | 1.2708 | 1.2663 | 1.2615 | 1.2567 | 1.2517 | 1.2468 | 1.2417 | 1.2366 | 1.2315 | 1.2263
| Strategic Use of Low-Carbon Fuels | Soil Management | CO2 | 0.153 | 0.153 | 0.153 | 0.153 | 0.153 | 0.153 | 0.153 | 0.153 | 0.153 | 0.153 | 0.153 | 0.15254 | 0.15206 | 0.15157 | 0.15105 | 0.15049 | 0.14998 | 0.14945 | 0.14892 | 0.14839 | 0.14785 | 0.1473 | 0.14678 | 0.14622 | 0.14566 | 0.14509 | 0.14451 | 0.14393 | 0.14334 | 0.14274 | 0.14214
| Accelerated Transition Away from Combustion | Animal Feeding | CH4 | 13.356 | 13.272 | 13.188 | 13.104 | 13.02 | 12.936 | 12.852 | 12.768 | 12.684 | 12.6 | 12.6 | 12.4787 | 12.356 | 12.2324 | 12.1076 | 11.9805 | 11.8569 | 11.7334 | 11.6101 | 11.4869 | 11.3638 | 11.2408 | 11.2013 | 11.0785 | 10.9558 | 10.8333 | 10.7109 | 10.5887 | 10.4665 | 10.3446 | 10.2227
| Accelerated Transition Away from Combustion | Manure Management | CH4 | 5.544 | 5.208 | 4.956 | 4.704 | 4.368 | 4.116 | 3.864 | 3.612 | 3.276 | 3.024 | 2.772 | 2.5125 | 2.1706 | 1.9139 | 1.6586 | 1.322 | 1.3174 | 1.3128 | 1.3082 | 1.3035 | 1.2987 | 1.2939 | 1.2894 | 1.2845 | 1.2795 | 1.2745 | 1.2694 | 1.2643 | 1.2591 | 1.2539 | 1.2486
| Accelerated Transition Away from Combustion | Manure Management | N2O | 0.264 | 0.264 | 0.264 | 0.264 | 0.264 | 0.264 | 0.264 | 0.264 | 0.264 | 0.264 | 0.264 | 0.26321 | 0.26239 | 0.26153 | 0.26063 | 0.25968 | 0.25878 | 0.25788 | 0.25696 | 0.25604 | 0.25511 | 0.25416 | 0.25327 | 0.25231 | 0.25133 | 0.25035 | 0.24935 | 0.24835 | 0.24733 | 0.2463 | 0.24526
| Accelerated Transition Away from Combustion | Soil Management | N2O | 1.584 | 1.584 | 1.584 | 1.584 | 1.584 | 1.584 | 1.584 | 1.32 | 1.32 | 1.32 | 1.32 | 1.3161 | 1.3119 | 1.3076 | 1.3032 | 1.2984 | 1.2939 | 1.2894 | 1.2848 | 1.2802 | 1.2755 | 1.2708 | 1.2663 | 1.2615 | 1.2567 | 1.2517 | 1.2468 | 1.2417 | 1.2366 | 1.2315 | 1.2263
| Accelerated Transition Away from Combustion | Soil Management | CO2 | 0.153 | 0.153 | 0.153 | 0.153 | 0.153 | 0.153 | 0.153 | 0.153 | 0.153 | 0.153 | 0.153 | 0.15254 | 0.15206 | 0.15157 | 0.15105 | 0.15049 | 0.14998 | 0.14945 | 0.14892 | 0.14839 | 0.14785 | 0.1473 | 0.14678 | 0.14622 | 0.14566 | 0.14509 | 0.14451 | 0.14393 | 0.14334 | 0.14274 | 0.14214
| Beyond 85% Reductions | Animal Feeding | CH4 | 13.356 | 13.272 | 13.188 | 13.104 | 13.02 | 12.936 | 12.852 | 12.768 | 12.684 | 12.6 | 12.6 | 12.3733 | 12.1466 | 11.9199 | 11.6932 | 11.4665 | 11.2397 | 11.013 | 10.7862 | 10.5593 | 10.3325 | 10.1056 | 9.8787 | 9.6518 | 9.4249 | 9.1979 | 8.9709 | 8.7438 | 8.5167 | 8.2896 | 8.0625
| Beyond 85% Reductions | Manure Management | CH4 | 5.544 | 5.208 | 4.956 | 4.704 | 4.368 | 4.116 | 3.864 | 3.612 | 3.276 | 3.024 | 2.772 | 2.6926 | 2.6133 | 2.5343 | 2.4554 | 2.3768 | 2.2984 | 2.2202 | 2.1422 | 2.0645 | 1.987 | 1.9098 | 1.833 | 1.7564 | 1.6802 | 1.6043 | 1.5288 | 1.4536 | 1.3789 | 1.3047 | 1.2309
| Beyond 85% Reductions | Manure Management | N2O | 0.264 | 0.264 | 0.264 | 0.264 | 0.264 | 0.264 | 0.264 | 0.264 | 0.264 | 0.264 | 0.264 | 0.26322 | 0.26241 | 0.26157 | 0.26071 | 0.25982 | 0.2589 | 0.25795 | 0.25697 | 0.25595 | 0.25489 | 0.2538 | 0.25266 | 0.25149 | 0.25026 | 0.24899 | 0.24766 | 0.24629 | 0.24485 | 0.24335 | 0.24179
| Beyond 85% Reductions | Soil Management | N2O | 1.584 | 1.584 | 1.584 | 1.584 | 1.584 | 1.584 | 1.584 | 1.32 | 1.32 | 1.32 | 1.32 | 1.3161 | 1.312 | 1.3079 | 1.3036 | 1.2991 | 1.2945 | 1.2898 | 1.2848 | 1.2798 | 1.2745 | 1.269 | 1.2633 | 1.2574 | 1.2513 | 1.2449 | 1.2383 | 1.2314 | 1.2242 | 1.2168 | 1.2089
| Beyond 85% Reductions | Soil Management | CO2 | 0.153 | 0.153 | 0.153 | 0.153 | 0.153 | 0.153 | 0.153 | 0.153 | 0.153 | 0.153 | 0.153 | 0.15255 | 0.15208 | 0.15159 | 0.1511 | 0.15058 | 0.15005 | 0.1495 | 0.14893 | 0.14833 | 0.14772 | 0.14709 | 0.14643 | 0.14575 | 0.14504 | 0.1443 | 0.14353 | 0.14273 | 0.1419 | 0.14103 | 0.14013
Reference:
Maintenance of current agriculture practices in animal feeding,
manure management, and soil management
Scenario 4:
Characterization of uncertainty in potential additional innovation in agricultural practices for use in "no negative emission technologies" sensitivity analysis
Scenarios 1-3:
Agricultural emissions reductions in line with Wightman and Woodbury (2020)
Reference Case
Scenario 1: AP Recommendations
Scenarios 2-3
Scenario 4: Beyond 85% Reduction

## Net Carbon Sequestration
Net Carbon Sequestration
Carbon sequestration from forestry, land-use, and other natural sequestration, by subsector and scenario. AR Vintage: AR5; 20-year GWP
Note: 2020 is a modeled year, reflecting historical trends.
Net Sequestration Emissions by Scenario (MMT CO2e)
| Scenario |  | 2020 | 2021 | 2022 | 2023 | 2024 | 2025 | 2026 | 2027 | 2028 | 2029 | 2030 | 2031 | 2032 | 2033 | 2034 | 2035 | 2036 | 2037 | 2038 | 2039 | 2040 | 2041 | 2042 | 2043 | 2044 | 2045 | 2046 | 2047 | 2048 | 2049 | 2050
| Reference |  | -29.107 | -28.978 | -28.849 | -28.719 | -28.59 | -28.461 | -28.33 | -28.201 | -28.07 | -27.94 | -27.809 | -27.677 | -27.543 | -27.41 | -27.276 | -27.143 | -27.01 | -26.877 | -26.743 | -26.61 | -26.476 | -26.344 | -26.21 | -26.077 | -25.943 | -25.811 | -25.677 | -25.544 | -25.41 | -25.277 | -25.144
| AP Recommendations |  | -29.612 | -29.987 | -30.363 | -30.778 | -31.194 | -31.61 | -32.025 | -32.441 | -32.857 | -33.271 | -33.687 | -33.726 | -33.766 | -33.805 | -33.845 | -33.884 | -33.924 | -33.963 | -34.003 | -34.043 | -34.082 | -34.122 | -34.161 | -34.201 | -34.24 | -34.28 | -34.319 | -34.359 | -34.398 | -34.438 | -34.478
| Strategic Use of Low-Carbon Fuels |  | -29.612 | -29.987 | -30.363 | -30.778 | -31.194 | -31.61 | -32.025 | -32.441 | -32.857 | -33.271 | -33.687 | -33.726 | -33.766 | -33.805 | -33.845 | -33.884 | -33.924 | -33.963 | -34.003 | -34.043 | -34.082 | -34.122 | -34.161 | -34.201 | -34.24 | -34.28 | -34.319 | -34.359 | -34.398 | -34.438 | -34.478
| Accelerated Transition Away from Combustion |  | -29.612 | -29.987 | -30.363 | -30.913 | -31.464 | -32.015 | -32.565 | -33.116 | -33.667 | -34.216 | -34.767 | -35.028 | -35.29 | -35.551 | -35.813 | -36.075 | -36.337 | -36.598 | -36.86 | -37.122 | -37.383 | -37.645 | -37.906 | -38.169 | -38.43 | -38.692 | -38.953 | -39.215 | -39.476 | -39.738 | -40
| Beyond 85% Reductions |  | -29.612 | -29.987 | -30.363 | -30.913 | -31.464 | -32.015 | -32.565 | -33.116 | -33.667 | -34.216 | -34.767 | -35.028 | -35.29 | -35.551 | -35.813 | -36.075 | -36.337 | -36.598 | -36.86 | -37.122 | -37.383 | -37.645 | -37.906 | -38.169 | -38.43 | -38.692 | -38.953 | -39.215 | -39.476 | -39.738 | -40
Net Sequestration Emissions by Subsector (MMT CO2e)
| Scenario | Source | 2020 | 2021 | 2022 | 2023 | 2024 | 2025 | 2026 | 2027 | 2028 | 2029 | 2030 | 2031 | 2032 | 2033 | 2034 | 2035 | 2036 | 2037 | 2038 | 2039 | 2040 | 2041 | 2042 | 2043 | 2044 | 2045 | 2046 | 2047 | 2048 | 2049 | 2050
| Reference | Forest Land | -25.869 | -25.737 | -25.606 | -25.474 | -25.343 | -25.211 | -25.079 | -24.948 | -24.816 | -24.685 | -24.553 | -24.422 | -24.29 | -24.159 | -24.027 | -23.896 | -23.764 | -23.633 | -23.501 | -23.37 | -23.238 | -23.107 | -22.975 | -22.844 | -22.712 | -22.581 | -22.449 | -22.318 | -22.186 | -22.055 | -21.923
| Reference | Harvested Wood Products | -1.512 | -1.515 | -1.518 | -1.521 | -1.524 | -1.528 | -1.531 | -1.534 | -1.537 | -1.54 | -1.543 | -1.543 | -1.543 | -1.543 | -1.543 | -1.543 | -1.543 | -1.543 | -1.543 | -1.543 | -1.543 | -1.543 | -1.543 | -1.543 | -1.543 | -1.543 | -1.543 | -1.543 | -1.543 | -1.543 | -1.543
| Reference | Coastal Wetlands | -0.066 | -0.066 | -0.065 | -0.064 | -0.063 | -0.062 | -0.06 | -0.059 | -0.057 | -0.055 | -0.053 | -0.052 | -0.05 | -0.048 | -0.046 | -0.044 | -0.043 | -0.041 | -0.039 | -0.037 | -0.035 | -0.034 | -0.032 | -0.03 | -0.028 | -0.027 | -0.025 | -0.023 | -0.021 | -0.019 | -0.018
| Reference | Other land | -1.66 | -1.66 | -1.66 | -1.66 | -1.66 | -1.66 | -1.66 | -1.66 | -1.66 | -1.66 | -1.66 | -1.66 | -1.66 | -1.66 | -1.66 | -1.66 | -1.66 | -1.66 | -1.66 | -1.66 | -1.66 | -1.66 | -1.66 | -1.66 | -1.66 | -1.66 | -1.66 | -1.66 | -1.66 | -1.66 | -1.66
| Reference | Marginal Agricultural Land | 0 | 0 | 0 | 0 | 0 | 0 | 0 | 0 | 0 | 0 | 0 | 0 | 0 | 0 | 0 | 0 | 0 | 0 | 0 | 0 | 0 | 0 | 0 | 0 | 0 | 0 | 0 | 0 | 0 | 0 | 0
| Reference | Other AFOLU | 0 | 0 | 0 | 0 | 0 | 0 | 0 | 0 | 0 | 0 | 0 | 0 | 0 | 0 | 0 | 0 | 0 | 0 | 0 | 0 | 0 | 0 | 0 | 0 | 0 | 0 | 0 | 0 | 0 | 0 | 0
| AP Recommendations | Forest Land | -26.373 | -26.745 | -27.118 | -27.491 | -27.864 | -28.236 | -28.609 | -28.982 | -29.355 | -29.727 | -30.1 | -30.1 | -30.1 | -30.1 | -30.1 | -30.1 | -30.1 | -30.1 | -30.1 | -30.1 | -30.1 | -30.1 | -30.1 | -30.1 | -30.1 | -30.1 | -30.1 | -30.1 | -30.1 | -30.1 | -30.1
| AP Recommendations | Harvested Wood Products | -1.512 | -1.515 | -1.518 | -1.521 | -1.524 | -1.528 | -1.531 | -1.534 | -1.537 | -1.54 | -1.543 | -1.543 | -1.543 | -1.543 | -1.543 | -1.543 | -1.543 | -1.543 | -1.543 | -1.543 | -1.543 | -1.543 | -1.543 | -1.543 | -1.543 | -1.543 | -1.543 | -1.543 | -1.543 | -1.543 | -1.543
| AP Recommendations | Coastal Wetlands | -0.067 | -0.067 | -0.067 | -0.066 | -0.066 | -0.066 | -0.065 | -0.065 | -0.065 | -0.064 | -0.064 | -0.063 | -0.063 | -0.062 | -0.062 | -0.061 | -0.061 | -0.06 | -0.06 | -0.06 | -0.059 | -0.059 | -0.058 | -0.058 | -0.057 | -0.057 | -0.056 | -0.056 | -0.055 | -0.055 | -0.055
| AP Recommendations | Other land | -1.66 | -1.66 | -1.66 | -1.66 | -1.66 | -1.66 | -1.66 | -1.66 | -1.66 | -1.66 | -1.66 | -1.66 | -1.66 | -1.66 | -1.66 | -1.66 | -1.66 | -1.66 | -1.66 | -1.66 | -1.66 | -1.66 | -1.66 | -1.66 | -1.66 | -1.66 | -1.66 | -1.66 | -1.66 | -1.66 | -1.66
| AP Recommendations | Marginal Agricultural Land | 0 | 0 | 0 | -0.04 | -0.08 | -0.12 | -0.16 | -0.2 | -0.24 | -0.28 | -0.32 | -0.36 | -0.4 | -0.44 | -0.48 | -0.52 | -0.56 | -0.6 | -0.64 | -0.68 | -0.72 | -0.76 | -0.8 | -0.84 | -0.88 | -0.92 | -0.96 | -1 | -1.04 | -1.08 | -1.12
| AP Recommendations | Other AFOLU | 0 | 0 | 0 | 0 | 0 | 0 | 0 | 0 | 0 | 0 | 0 | 0 | 0 | 0 | 0 | 0 | 0 | 0 | 0 | 0 | 0 | 0 | 0 | 0 | 0 | 0 | 0 | 0 | 0 | 0 | 0
| Strategic Use of Low-Carbon Fuels | Forest Land | -26.373 | -26.745 | -27.118 | -27.491 | -27.864 | -28.236 | -28.609 | -28.982 | -29.355 | -29.727 | -30.1 | -30.1 | -30.1 | -30.1 | -30.1 | -30.1 | -30.1 | -30.1 | -30.1 | -30.1 | -30.1 | -30.1 | -30.1 | -30.1 | -30.1 | -30.1 | -30.1 | -30.1 | -30.1 | -30.1 | -30.1
| Strategic Use of Low-Carbon Fuels | Harvested Wood Products | -1.512 | -1.515 | -1.518 | -1.521 | -1.524 | -1.528 | -1.531 | -1.534 | -1.537 | -1.54 | -1.543 | -1.543 | -1.543 | -1.543 | -1.543 | -1.543 | -1.543 | -1.543 | -1.543 | -1.543 | -1.543 | -1.543 | -1.543 | -1.543 | -1.543 | -1.543 | -1.543 | -1.543 | -1.543 | -1.543 | -1.543
| Strategic Use of Low-Carbon Fuels | Coastal Wetlands | -0.067 | -0.067 | -0.067 | -0.066 | -0.066 | -0.066 | -0.065 | -0.065 | -0.065 | -0.064 | -0.064 | -0.063 | -0.063 | -0.062 | -0.062 | -0.061 | -0.061 | -0.06 | -0.06 | -0.06 | -0.059 | -0.059 | -0.058 | -0.058 | -0.057 | -0.057 | -0.056 | -0.056 | -0.055 | -0.055 | -0.055
| Strategic Use of Low-Carbon Fuels | Other land | -1.66 | -1.66 | -1.66 | -1.66 | -1.66 | -1.66 | -1.66 | -1.66 | -1.66 | -1.66 | -1.66 | -1.66 | -1.66 | -1.66 | -1.66 | -1.66 | -1.66 | -1.66 | -1.66 | -1.66 | -1.66 | -1.66 | -1.66 | -1.66 | -1.66 | -1.66 | -1.66 | -1.66 | -1.66 | -1.66 | -1.66
| Strategic Use of Low-Carbon Fuels | Marginal Agricultural Land | 0 | 0 | 0 | -0.04 | -0.08 | -0.12 | -0.16 | -0.2 | -0.24 | -0.28 | -0.32 | -0.36 | -0.4 | -0.44 | -0.48 | -0.52 | -0.56 | -0.6 | -0.64 | -0.68 | -0.72 | -0.76 | -0.8 | -0.84 | -0.88 | -0.92 | -0.96 | -1 | -1.04 | -1.08 | -1.12
| Strategic Use of Low-Carbon Fuels | Other AFOLU | 0 | 0 | 0 | 0 | 0 | 0 | 0 | 0 | 0 | 0 | 0 | 0 | 0 | 0 | 0 | 0 | 0 | 0 | 0 | 0 | 0 | 0 | 0 | 0 | 0 | 0 | 0 | 0 | 0 | 0 | 0
| Accelerated Transition Away from Combustion | Forest Land | -26.373 | -26.745 | -27.118 | -27.491 | -27.864 | -28.236 | -28.609 | -28.982 | -29.355 | -29.727 | -30.1 | -30.1 | -30.1 | -30.1 | -30.1 | -30.1 | -30.1 | -30.1 | -30.1 | -30.1 | -30.1 | -30.1 | -30.1 | -30.1 | -30.1 | -30.1 | -30.1 | -30.1 | -30.1 | -30.1 | -30.1
| Accelerated Transition Away from Combustion | Harvested Wood Products | -1.512 | -1.515 | -1.518 | -1.521 | -1.524 | -1.528 | -1.531 | -1.534 | -1.537 | -1.54 | -1.543 | -1.543 | -1.543 | -1.543 | -1.543 | -1.543 | -1.543 | -1.543 | -1.543 | -1.543 | -1.543 | -1.543 | -1.543 | -1.543 | -1.543 | -1.543 | -1.543 | -1.543 | -1.543 | -1.543 | -1.543
| Accelerated Transition Away from Combustion | Coastal Wetlands | -0.067 | -0.067 | -0.067 | -0.066 | -0.066 | -0.066 | -0.065 | -0.065 | -0.065 | -0.064 | -0.064 | -0.063 | -0.063 | -0.062 | -0.062 | -0.061 | -0.061 | -0.06 | -0.06 | -0.06 | -0.059 | -0.059 | -0.058 | -0.058 | -0.057 | -0.057 | -0.056 | -0.056 | -0.055 | -0.055 | -0.055
| Accelerated Transition Away from Combustion | Other land | -1.66 | -1.66 | -1.66 | -1.66 | -1.66 | -1.66 | -1.66 | -1.66 | -1.66 | -1.66 | -1.66 | -1.66 | -1.66 | -1.66 | -1.66 | -1.66 | -1.66 | -1.66 | -1.66 | -1.66 | -1.66 | -1.66 | -1.66 | -1.66 | -1.66 | -1.66 | -1.66 | -1.66 | -1.66 | -1.66 | -1.66
| Accelerated Transition Away from Combustion | Marginal Agricultural Land | 0 | 0 | 0 | -0.175 | -0.35 | -0.525 | -0.7 | -0.875 | -1.05 | -1.225 | -1.4 | -1.575 | -1.75 | -1.925 | -2.1 | -2.275 | -2.45 | -2.625 | -2.8 | -2.975 | -3.15 | -3.325 | -3.5 | -3.675 | -3.85 | -4.025 | -4.2 | -4.375 | -4.55 | -4.725 | -4.9
| Accelerated Transition Away from Combustion | Other AFOLU | 0 | 0 | 0 | 0 | 0 | 0 | 0 | 0 | 0 | 0 | 0 | -0.087 | -0.174 | -0.261 | -0.348 | -0.436 | -0.523 | -0.61 | -0.697 | -0.784 | -0.871 | -0.958 | -1.045 | -1.133 | -1.22 | -1.307 | -1.394 | -1.481 | -1.568 | -1.655 | -1.742
| Beyond 85% Reductions | Forest Land | -26.373 | -26.745 | -27.118 | -27.491 | -27.864 | -28.236 | -28.609 | -28.982 | -29.355 | -29.727 | -30.1 | -30.1 | -30.1 | -30.1 | -30.1 | -30.1 | -30.1 | -30.1 | -30.1 | -30.1 | -30.1 | -30.1 | -30.1 | -30.1 | -30.1 | -30.1 | -30.1 | -30.1 | -30.1 | -30.1 | -30.1
| Beyond 85% Reductions | Harvested Wood Products | -1.512 | -1.515 | -1.518 | -1.521 | -1.524 | -1.528 | -1.531 | -1.534 | -1.537 | -1.54 | -1.543 | -1.543 | -1.543 | -1.543 | -1.543 | -1.543 | -1.543 | -1.543 | -1.543 | -1.543 | -1.543 | -1.543 | -1.543 | -1.543 | -1.543 | -1.543 | -1.543 | -1.543 | -1.543 | -1.543 | -1.543
| Beyond 85% Reductions | Coastal Wetlands | -0.067 | -0.067 | -0.067 | -0.066 | -0.066 | -0.066 | -0.065 | -0.065 | -0.065 | -0.064 | -0.064 | -0.063 | -0.063 | -0.062 | -0.062 | -0.061 | -0.061 | -0.06 | -0.06 | -0.06 | -0.059 | -0.059 | -0.058 | -0.058 | -0.057 | -0.057 | -0.056 | -0.056 | -0.055 | -0.055 | -0.055
| Beyond 85% Reductions | Other land | -1.66 | -1.66 | -1.66 | -1.66 | -1.66 | -1.66 | -1.66 | -1.66 | -1.66 | -1.66 | -1.66 | -1.66 | -1.66 | -1.66 | -1.66 | -1.66 | -1.66 | -1.66 | -1.66 | -1.66 | -1.66 | -1.66 | -1.66 | -1.66 | -1.66 | -1.66 | -1.66 | -1.66 | -1.66 | -1.66 | -1.66
| Beyond 85% Reductions | Marginal Agricultural Land | 0 | 0 | 0 | -0.175 | -0.35 | -0.525 | -0.7 | -0.875 | -1.05 | -1.225 | -1.4 | -1.575 | -1.75 | -1.925 | -2.1 | -2.275 | -2.45 | -2.625 | -2.8 | -2.975 | -3.15 | -3.325 | -3.5 | -3.675 | -3.85 | -4.025 | -4.2 | -4.375 | -4.55 | -4.725 | -4.9
| Beyond 85% Reductions | Other AFOLU | 0 | 0 | 0 | 0 | 0 | 0 | 0 | 0 | 0 | 0 | 0 | -0.087 | -0.174 | -0.261 | -0.348 | -0.436 | -0.523 | -0.61 | -0.697 | -0.784 | -0.871 | -0.958 | -1.045 | -1.133 | -1.22 | -1.307 | -1.394 | -1.481 | -1.568 | -1.655 | -1.742
Reference:
Declining forest carbon sequestration following historical trends
Scenarios 3-4:
Forest land sequestration returns to 1990 levels, with additional afforestation on marginal agricultural lands (1.7 million acres by 2050)
Scenarios 1-2:
Forest land sequestration returns to 1990 levels, with additional afforestation on marginal agricultural lands (400k acres by 2050)
Scenarios 1-2
Scenarios 3-4
Reference Case

## Waste Emissions
Waste Emissions
GHG Emissions form waste, by source and scenario. AR Vintage: AR5; 20-year GWP
Note: 2020 is a modeled year, reflecting historical trends.
Waste Emissions by Scenario (MMT CO2e)
| Scenario |  |  | 2020 | 2021 | 2022 | 2023 | 2024 | 2025 | 2026 | 2027 | 2028 | 2029 | 2030 | 2031 | 2032 | 2033 | 2034 | 2035 | 2036 | 2037 | 2038 | 2039 | 2040 | 2041 | 2042 | 2043 | 2044 | 2045 | 2046 | 2047 | 2048 | 2049 | 2050
| Reference |  |  | 45.5176 | 45.5561 | 45.5937 | 45.6303 | 45.6661 | 45.7011 | 45.7352 | 45.7686 | 45.8013 | 45.8332 | 45.8645 | 45.8733 | 45.8818 | 45.8899 | 45.8977 | 45.9053 | 45.9125 | 45.9194 | 45.926 | 45.9324 | 45.9386 | 45.9445 | 45.9502 | 45.9556 | 45.9609 | 45.9659 | 45.9707 | 45.9754 | 45.9798 | 45.9841 | 45.9882
| AP Recommendations |  |  | 45.598 | 45.5191 | 45.378 | 45.1774 | 44.8989 | 43.5952 | 43.16 | 42.6383 | 42.0134 | 41.2895 | 39.5559 | 38.7037 | 37.8836 | 37.0946 | 36.3353 | 34.7657 | 34.084 | 33.428 | 32.7964 | 32.1884 | 30.8268 | 30.2818 | 29.757 | 29.2516 | 28.7649 | 27.5708 | 27.135 | 26.7152 | 26.3107 | 25.9209 | 24.861
| Strategic Use of Low-Carbon Fuels |  |  | 45.598 | 45.5191 | 45.378 | 45.1774 | 44.8989 | 42.6447 | 42.22 | 41.7112 | 41.1022 | 40.3969 | 37.6826 | 36.8817 | 36.1109 | 35.3693 | 34.6555 | 32.1271 | 31.5132 | 30.9223 | 30.3533 | 29.8053 | 27.4927 | 27.0272 | 26.5789 | 26.1469 | 25.7307 | 23.5826 | 23.2344 | 22.8987 | 22.575 | 22.2629 | 20.2351
| Accelerated Transition Away from Combustion |  |  | 45.598 | 45.5191 | 45.378 | 45.1774 | 44.8989 | 42.6447 | 42.22 | 41.7112 | 41.1022 | 40.3969 | 37.6826 | 36.8817 | 36.1109 | 35.3693 | 34.6555 | 32.1271 | 31.5132 | 30.9223 | 30.3533 | 29.8053 | 27.4927 | 27.0272 | 26.5789 | 26.1469 | 25.7307 | 23.5826 | 23.2344 | 22.8987 | 22.575 | 22.2629 | 20.2351
| Beyond 85% Reductions |  |  | 45.598 | 45.5191 | 45.378 | 45.1774 | 44.8989 | 42.6447 | 42.22 | 41.7112 | 41.1022 | 40.3969 | 37.6826 | 36.6079 | 35.5332 | 34.4584 | 33.3837 | 32.309 | 31.2343 | 30.1595 | 29.0848 | 28.0101 | 26.9353 | 25.8606 | 24.7859 | 23.7112 | 22.6364 | 21.5617 | 20.487 | 19.4122 | 18.3375 | 17.2628 | 16.1881
Waste Emissions by Source (MMT CO2e)
| Scenario | Source | Gas | 2020 | 2021 | 2022 | 2023 | 2024 | 2025 | 2026 | 2027 | 2028 | 2029 | 2030 | 2031 | 2032 | 2033 | 2034 | 2035 | 2036 | 2037 | 2038 | 2039 | 2040 | 2041 | 2042 | 2043 | 2044 | 2045 | 2046 | 2047 | 2048 | 2049 | 2050
| Reference | Landfills | CH4 | 34.7128 | 34.7291 | 34.7445 | 34.759 | 34.7727 | 34.7856 | 34.7977 | 34.809 | 34.8196 | 34.8296 | 34.8388 | 34.8475 | 34.8558 | 34.8637 | 34.8714 | 34.8787 | 34.8858 | 34.8926 | 34.8991 | 34.9054 | 34.9114 | 34.9172 | 34.9228 | 34.9281 | 34.9332 | 34.9382 | 34.9429 | 34.9474 | 34.9518 | 34.956 | 34.9601
| Reference | Landfills | CO2 | 0.71868 | 0.71902 | 0.71934 | 0.71964 | 0.71992 | 0.72019 | 0.72044 | 0.72068 | 0.7209 | 0.7211 | 0.72129 | 0.72147 | 0.72164 | 0.72181 | 0.72197 | 0.72212 | 0.72226 | 0.72241 | 0.72254 | 0.72267 | 0.72279 | 0.72291 | 0.72303 | 0.72314 | 0.72325 | 0.72335 | 0.72345 | 0.72354 | 0.72363 | 0.72372 | 0.7238
| Reference | Solid Waste AD | CH4 | 0.22767 | 0.24949 | 0.27131 | 0.29312 | 0.31494 | 0.33676 | 0.35858 | 0.3804 | 0.40222 | 0.42403 | 0.44585 | 0.44585 | 0.44585 | 0.44585 | 0.44585 | 0.44585 | 0.44585 | 0.44585 | 0.44585 | 0.44585 | 0.44585 | 0.44585 | 0.44585 | 0.44585 | 0.44585 | 0.44585 | 0.44585 | 0.44585 | 0.44585 | 0.44585 | 0.44585
| Reference | Municipal Wastewater | CH4 | 6.1192 | 6.1192 | 6.1192 | 6.1192 | 6.1192 | 6.1192 | 6.1192 | 6.1192 | 6.1192 | 6.1192 | 6.1192 | 6.1192 | 6.1192 | 6.1192 | 6.1192 | 6.1192 | 6.1192 | 6.1192 | 6.1192 | 6.1192 | 6.1192 | 6.1192 | 6.1192 | 6.1192 | 6.1192 | 6.1192 | 6.1192 | 6.1192 | 6.1192 | 6.1192 | 6.1192
| Reference | Municipal Wastewater | N2O | 0.47959 | 0.47959 | 0.47959 | 0.47959 | 0.47959 | 0.47959 | 0.47959 | 0.47959 | 0.47959 | 0.47959 | 0.47959 | 0.47959 | 0.47959 | 0.47959 | 0.47959 | 0.47959 | 0.47959 | 0.47959 | 0.47959 | 0.47959 | 0.47959 | 0.47959 | 0.47959 | 0.47959 | 0.47959 | 0.47959 | 0.47959 | 0.47959 | 0.47959 | 0.47959 | 0.47959
| Reference | Waste Combustion | CO2 | 3.1285 | 3.1285 | 3.1285 | 3.1285 | 3.1285 | 3.1285 | 3.1285 | 3.1285 | 3.1285 | 3.1285 | 3.1285 | 3.1285 | 3.1285 | 3.1285 | 3.1285 | 3.1285 | 3.1285 | 3.1285 | 3.1285 | 3.1285 | 3.1285 | 3.1285 | 3.1285 | 3.1285 | 3.1285 | 3.1285 | 3.1285 | 3.1285 | 3.1285 | 3.1285 | 3.1285
| Reference | Waste Combustion | CH4 | 0.092673 | 0.092673 | 0.092673 | 0.092673 | 0.092673 | 0.092673 | 0.092673 | 0.092673 | 0.092673 | 0.092673 | 0.092673 | 0.092673 | 0.092673 | 0.092673 | 0.092673 | 0.092673 | 0.092673 | 0.092673 | 0.092673 | 0.092673 | 0.092673 | 0.092673 | 0.092673 | 0.092673 | 0.092673 | 0.092673 | 0.092673 | 0.092673 | 0.092673 | 0.092673 | 0.092673
| Reference | Waste Combustion | N2O | 0.038567 | 0.038567 | 0.038567 | 0.038567 | 0.038567 | 0.038567 | 0.038567 | 0.038567 | 0.038567 | 0.038567 | 0.038567 | 0.038567 | 0.038567 | 0.038567 | 0.038567 | 0.038567 | 0.038567 | 0.038567 | 0.038567 | 0.038567 | 0.038567 | 0.038567 | 0.038567 | 0.038567 | 0.038567 | 0.038567 | 0.038567 | 0.038567 | 0.038567 | 0.038567 | 0.038567
| AP Recommendations | Landfills | CH4 | 34.9081 | 34.8918 | 34.8144 | 34.6783 | 34.4655 | 33.2028 | 32.8361 | 32.3841 | 31.8307 | 31.1799 | 29.496 | 28.688 | 27.9116 | 27.1657 | 26.449 | 24.8988 | 24.2593 | 23.645 | 23.0547 | 22.4875 | 21.1453 | 20.6408 | 20.1561 | 19.6904 | 19.2429 | 18.0682 | 17.6714 | 17.2903 | 16.9241 | 16.5722 | 15.5315
| AP Recommendations | Landfills | CO2 | 0.52524 | 0.525 | 0.52383 | 0.52178 | 0.51858 | 0.53998 | 0.53402 | 0.52667 | 0.51767 | 0.50708 | 0.51973 | 0.50549 | 0.49181 | 0.47867 | 0.46604 | 0.4766 | 0.46436 | 0.4526 | 0.4413 | 0.43045 | 0.44102 | 0.4305 | 0.42039 | 0.41067 | 0.40134 | 0.41199 | 0.40295 | 0.39426 | 0.38591 | 0.37788 | 0.38868
| AP Recommendations | Solid Waste AD | CH4 | 0 | 0 | 0 | 0 | 0 | 0 | 0 | 0 | 0 | 0 | 0 | 0 | 0 | 0 | 0 | 0 | 0 | 0 | 0 | 0 | 0 | 0 | 0 | 0 | 0 | 0 | 0 | 0 | 0 | 0 | 0
| AP Recommendations | Municipal Wastewater | CH4 | 6.4253 | 6.3628 | 6.3003 | 6.2379 | 6.1754 | 6.113 | 6.0505 | 5.9881 | 5.9257 | 5.8632 | 5.8007 | 5.7708 | 5.7408 | 5.7108 | 5.6808 | 5.6509 | 5.6209 | 5.591 | 5.561 | 5.531 | 5.501 | 5.4711 | 5.4411 | 5.4112 | 5.3812 | 5.3513 | 5.3212 | 5.2913 | 5.2613 | 5.2314 | 5.2014
| AP Recommendations | Municipal Wastewater | N2O | 0.50369 | 0.50369 | 0.50369 | 0.50369 | 0.50369 | 0.50369 | 0.50369 | 0.50369 | 0.50369 | 0.50369 | 0.50369 | 0.50369 | 0.50369 | 0.50369 | 0.50369 | 0.50369 | 0.50369 | 0.50369 | 0.50369 | 0.50369 | 0.50369 | 0.50369 | 0.50369 | 0.50369 | 0.50369 | 0.50369 | 0.50369 | 0.50369 | 0.50369 | 0.50369 | 0.50369
| AP Recommendations | Waste Combustion | CO2 | 3.0694 | 3.0694 | 3.0694 | 3.0694 | 3.0694 | 3.0694 | 3.0694 | 3.0694 | 3.0694 | 3.0694 | 3.0694 | 3.0694 | 3.0694 | 3.0694 | 3.0694 | 3.0694 | 3.0694 | 3.0694 | 3.0694 | 3.0694 | 3.0694 | 3.0694 | 3.0694 | 3.0694 | 3.0694 | 3.0694 | 3.0694 | 3.0694 | 3.0694 | 3.0694 | 3.0694
| AP Recommendations | Waste Combustion | CH4 | 0.12863 | 0.12863 | 0.12863 | 0.12863 | 0.12863 | 0.12863 | 0.12863 | 0.12863 | 0.12863 | 0.12863 | 0.12863 | 0.12863 | 0.12863 | 0.12863 | 0.12863 | 0.12863 | 0.12863 | 0.12863 | 0.12863 | 0.12863 | 0.12863 | 0.12863 | 0.12863 | 0.12863 | 0.12863 | 0.12863 | 0.12863 | 0.12863 | 0.12863 | 0.12863 | 0.12863
| AP Recommendations | Waste Combustion | N2O | 0.03773 | 0.03773 | 0.03773 | 0.03773 | 0.03773 | 0.03773 | 0.03773 | 0.03773 | 0.03773 | 0.03773 | 0.03773 | 0.03773 | 0.03773 | 0.03773 | 0.03773 | 0.03773 | 0.03773 | 0.03773 | 0.03773 | 0.03773 | 0.03773 | 0.03773 | 0.03773 | 0.03773 | 0.03773 | 0.03773 | 0.03773 | 0.03773 | 0.03773 | 0.03773 | 0.03773
| Strategic Use of Low-Carbon Fuels | Landfills | CH4 | 34.9081 | 34.8918 | 34.8144 | 34.6783 | 34.4655 | 32.2266 | 31.8706 | 31.432 | 30.8948 | 30.2631 | 27.5721 | 26.8167 | 26.091 | 25.3937 | 24.7238 | 22.1888 | 21.619 | 21.0715 | 20.5454 | 20.04 | 17.721 | 17.2982 | 16.892 | 16.5016 | 16.1266 | 13.972 | 13.6653 | 13.3705 | 13.0873 | 12.8152 | 10.7804
| Strategic Use of Low-Carbon Fuels | Landfills | CO2 | 0.52524 | 0.525 | 0.52383 | 0.52178 | 0.51858 | 0.5657 | 0.55945 | 0.55175 | 0.54232 | 0.53123 | 0.57041 | 0.55478 | 0.53977 | 0.52534 | 0.51148 | 0.54798 | 0.53391 | 0.52039 | 0.5074 | 0.49492 | 0.53122 | 0.51854 | 0.50636 | 0.49466 | 0.48342 | 0.51988 | 0.50847 | 0.4975 | 0.48697 | 0.47684 | 0.51383
| Strategic Use of Low-Carbon Fuels | Solid Waste AD | CH4 | 0 | 0 | 0 | 0 | 0 | 0 | 0 | 0 | 0 | 0 | 0 | 0 | 0 | 0 | 0 | 0 | 0 | 0 | 0 | 0 | 0 | 0 | 0 | 0 | 0 | 0 | 0 | 0 | 0 | 0 | 0
| Strategic Use of Low-Carbon Fuels | Municipal Wastewater | CH4 | 6.4253 | 6.3628 | 6.3003 | 6.2379 | 6.1754 | 6.113 | 6.0505 | 5.9881 | 5.9257 | 5.8632 | 5.8007 | 5.7708 | 5.7408 | 5.7108 | 5.6808 | 5.6509 | 5.6209 | 5.591 | 5.561 | 5.531 | 5.501 | 5.4711 | 5.4411 | 5.4112 | 5.3812 | 5.3513 | 5.3212 | 5.2913 | 5.2613 | 5.2314 | 5.2014
| Strategic Use of Low-Carbon Fuels | Municipal Wastewater | N2O | 0.50369 | 0.50369 | 0.50369 | 0.50369 | 0.50369 | 0.50369 | 0.50369 | 0.50369 | 0.50369 | 0.50369 | 0.50369 | 0.50369 | 0.50369 | 0.50369 | 0.50369 | 0.50369 | 0.50369 | 0.50369 | 0.50369 | 0.50369 | 0.50369 | 0.50369 | 0.50369 | 0.50369 | 0.50369 | 0.50369 | 0.50369 | 0.50369 | 0.50369 | 0.50369 | 0.50369
| Strategic Use of Low-Carbon Fuels | Waste Combustion | CO2 | 3.0694 | 3.0694 | 3.0694 | 3.0694 | 3.0694 | 3.0694 | 3.0694 | 3.0694 | 3.0694 | 3.0694 | 3.0694 | 3.0694 | 3.0694 | 3.0694 | 3.0694 | 3.0694 | 3.0694 | 3.0694 | 3.0694 | 3.0694 | 3.0694 | 3.0694 | 3.0694 | 3.0694 | 3.0694 | 3.0694 | 3.0694 | 3.0694 | 3.0694 | 3.0694 | 3.0694
| Strategic Use of Low-Carbon Fuels | Waste Combustion | CH4 | 0.12863 | 0.12863 | 0.12863 | 0.12863 | 0.12863 | 0.12863 | 0.12863 | 0.12863 | 0.12863 | 0.12863 | 0.12863 | 0.12863 | 0.12863 | 0.12863 | 0.12863 | 0.12863 | 0.12863 | 0.12863 | 0.12863 | 0.12863 | 0.12863 | 0.12863 | 0.12863 | 0.12863 | 0.12863 | 0.12863 | 0.12863 | 0.12863 | 0.12863 | 0.12863 | 0.12863
| Strategic Use of Low-Carbon Fuels | Waste Combustion | N2O | 0.03773 | 0.03773 | 0.03773 | 0.03773 | 0.03773 | 0.03773 | 0.03773 | 0.03773 | 0.03773 | 0.03773 | 0.03773 | 0.03773 | 0.03773 | 0.03773 | 0.03773 | 0.03773 | 0.03773 | 0.03773 | 0.03773 | 0.03773 | 0.03773 | 0.03773 | 0.03773 | 0.03773 | 0.03773 | 0.03773 | 0.03773 | 0.03773 | 0.03773 | 0.03773 | 0.03773
| Accelerated Transition Away from Combustion | Landfills | CH4 | 34.9081 | 34.8918 | 34.8144 | 34.6783 | 34.4655 | 32.2266 | 31.8706 | 31.432 | 30.8948 | 30.2631 | 27.5721 | 26.8167 | 26.091 | 25.3937 | 24.7238 | 22.1888 | 21.619 | 21.0715 | 20.5454 | 20.04 | 17.721 | 17.2982 | 16.892 | 16.5016 | 16.1266 | 13.972 | 13.6653 | 13.3705 | 13.0873 | 12.8152 | 10.7804
| Accelerated Transition Away from Combustion | Landfills | CO2 | 0.52524 | 0.525 | 0.52383 | 0.52178 | 0.51858 | 0.5657 | 0.55945 | 0.55175 | 0.54232 | 0.53123 | 0.57041 | 0.55478 | 0.53977 | 0.52534 | 0.51148 | 0.54798 | 0.53391 | 0.52039 | 0.5074 | 0.49492 | 0.53122 | 0.51854 | 0.50636 | 0.49466 | 0.48342 | 0.51988 | 0.50847 | 0.4975 | 0.48697 | 0.47684 | 0.51383
| Accelerated Transition Away from Combustion | Solid Waste AD | CH4 | 0 | 0 | 0 | 0 | 0 | 0 | 0 | 0 | 0 | 0 | 0 | 0 | 0 | 0 | 0 | 0 | 0 | 0 | 0 | 0 | 0 | 0 | 0 | 0 | 0 | 0 | 0 | 0 | 0 | 0 | 0
| Accelerated Transition Away from Combustion | Municipal Wastewater | CH4 | 6.4253 | 6.3628 | 6.3003 | 6.2379 | 6.1754 | 6.113 | 6.0505 | 5.9881 | 5.9257 | 5.8632 | 5.8007 | 5.7708 | 5.7408 | 5.7108 | 5.6808 | 5.6509 | 5.6209 | 5.591 | 5.561 | 5.531 | 5.501 | 5.4711 | 5.4411 | 5.4112 | 5.3812 | 5.3513 | 5.3212 | 5.2913 | 5.2613 | 5.2314 | 5.2014
| Accelerated Transition Away from Combustion | Municipal Wastewater | N2O | 0.50369 | 0.50369 | 0.50369 | 0.50369 | 0.50369 | 0.50369 | 0.50369 | 0.50369 | 0.50369 | 0.50369 | 0.50369 | 0.50369 | 0.50369 | 0.50369 | 0.50369 | 0.50369 | 0.50369 | 0.50369 | 0.50369 | 0.50369 | 0.50369 | 0.50369 | 0.50369 | 0.50369 | 0.50369 | 0.50369 | 0.50369 | 0.50369 | 0.50369 | 0.50369 | 0.50369
| Accelerated Transition Away from Combustion | Waste Combustion | CO2 | 3.0694 | 3.0694 | 3.0694 | 3.0694 | 3.0694 | 3.0694 | 3.0694 | 3.0694 | 3.0694 | 3.0694 | 3.0694 | 3.0694 | 3.0694 | 3.0694 | 3.0694 | 3.0694 | 3.0694 | 3.0694 | 3.0694 | 3.0694 | 3.0694 | 3.0694 | 3.0694 | 3.0694 | 3.0694 | 3.0694 | 3.0694 | 3.0694 | 3.0694 | 3.0694 | 3.0694
| Accelerated Transition Away from Combustion | Waste Combustion | CH4 | 0.12863 | 0.12863 | 0.12863 | 0.12863 | 0.12863 | 0.12863 | 0.12863 | 0.12863 | 0.12863 | 0.12863 | 0.12863 | 0.12863 | 0.12863 | 0.12863 | 0.12863 | 0.12863 | 0.12863 | 0.12863 | 0.12863 | 0.12863 | 0.12863 | 0.12863 | 0.12863 | 0.12863 | 0.12863 | 0.12863 | 0.12863 | 0.12863 | 0.12863 | 0.12863 | 0.12863
| Accelerated Transition Away from Combustion | Waste Combustion | N2O | 0.03773 | 0.03773 | 0.03773 | 0.03773 | 0.03773 | 0.03773 | 0.03773 | 0.03773 | 0.03773 | 0.03773 | 0.03773 | 0.03773 | 0.03773 | 0.03773 | 0.03773 | 0.03773 | 0.03773 | 0.03773 | 0.03773 | 0.03773 | 0.03773 | 0.03773 | 0.03773 | 0.03773 | 0.03773 | 0.03773 | 0.03773 | 0.03773 | 0.03773 | 0.03773 | 0.03773
| Beyond 85% Reductions | Landfills | CH4 | 34.9081 | 34.8918 | 34.8144 | 34.6783 | 34.4655 | 32.2266 | 31.8706 | 31.432 | 30.8948 | 30.2631 | 27.5721 | 26.6247 | 25.6773 | 24.7299 | 23.7825 | 22.8351 | 21.8878 | 20.9404 | 19.993 | 19.0456 | 18.0982 | 17.1508 | 16.2034 | 15.256 | 14.3087 | 13.3613 | 12.4139 | 11.4665 | 10.5191 | 9.5717 | 8.6243
| Beyond 85% Reductions | Landfills | CO2 | 0.52524 | 0.525 | 0.52383 | 0.52178 | 0.51858 | 0.5657 | 0.55945 | 0.55175 | 0.54232 | 0.53123 | 0.57041 | 0.56244 | 0.55447 | 0.54651 | 0.53854 | 0.53057 | 0.5226 | 0.51464 | 0.50667 | 0.4987 | 0.49073 | 0.48277 | 0.4748 | 0.46683 | 0.45886 | 0.4509 | 0.44293 | 0.43496 | 0.427 | 0.41903 | 0.41106
| Beyond 85% Reductions | Solid Waste AD | CH4 | 0 | 0 | 0 | 0 | 0 | 0 | 0 | 0 | 0 | 0 | 0 | 0 | 0 | 0 | 0 | 0 | 0 | 0 | 0 | 0 | 0 | 0 | 0 | 0 | 0 | 0 | 0 | 0 | 0 | 0 | 0
| Beyond 85% Reductions | Municipal Wastewater | CH4 | 6.4253 | 6.3628 | 6.3003 | 6.2379 | 6.1754 | 6.113 | 6.0505 | 5.9881 | 5.9257 | 5.8632 | 5.8007 | 5.7188 | 5.6368 | 5.5548 | 5.4728 | 5.3908 | 5.3089 | 5.2269 | 5.1449 | 5.0629 | 4.9809 | 4.899 | 4.817 | 4.735 | 4.653 | 4.571 | 4.4891 | 4.4071 | 4.3251 | 4.2431 | 4.1611
| Beyond 85% Reductions | Municipal Wastewater | N2O | 0.50369 | 0.50369 | 0.50369 | 0.50369 | 0.50369 | 0.50369 | 0.50369 | 0.50369 | 0.50369 | 0.50369 | 0.50369 | 0.49866 | 0.49362 | 0.48858 | 0.48355 | 0.47851 | 0.47347 | 0.46843 | 0.4634 | 0.45836 | 0.45332 | 0.44829 | 0.44325 | 0.43821 | 0.43318 | 0.42814 | 0.4231 | 0.41807 | 0.41303 | 0.40799 | 0.40295
| Beyond 85% Reductions | Waste Combustion | CO2 | 3.0694 | 3.0694 | 3.0694 | 3.0694 | 3.0694 | 3.0694 | 3.0694 | 3.0694 | 3.0694 | 3.0694 | 3.0694 | 3.0387 | 3.008 | 2.9773 | 2.9466 | 2.9159 | 2.8852 | 2.8545 | 2.8238 | 2.7931 | 2.7624 | 2.7317 | 2.701 | 2.6703 | 2.6396 | 2.6089 | 2.5783 | 2.5476 | 2.5169 | 2.4862 | 2.4555
| Beyond 85% Reductions | Waste Combustion | CH4 | 0.12863 | 0.12863 | 0.12863 | 0.12863 | 0.12863 | 0.12863 | 0.12863 | 0.12863 | 0.12863 | 0.12863 | 0.12863 | 0.12734 | 0.12605 | 0.12477 | 0.12348 | 0.12219 | 0.12091 | 0.11962 | 0.11834 | 0.11705 | 0.11576 | 0.11448 | 0.11319 | 0.1119 | 0.11062 | 0.10933 | 0.10805 | 0.10676 | 0.10547 | 0.10419 | 0.1029
| Beyond 85% Reductions | Waste Combustion | N2O | 0.03773 | 0.03773 | 0.03773 | 0.03773 | 0.03773 | 0.03773 | 0.03773 | 0.03773 | 0.03773 | 0.03773 | 0.03773 | 0.037353 | 0.036975 | 0.036598 | 0.036221 | 0.035844 | 0.035466 | 0.035089 | 0.034712 | 0.034334 | 0.033957 | 0.03358 | 0.033202 | 0.032825 | 0.032448 | 0.032071 | 0.031693 | 0.031316 | 0.030939 | 0.030561 | 0.030184
Reference Case:
> Historical trends and population growth rates drive landfill and wastewater emissions
• EPA SIT Projection Tool utilized, with 0.02% EPA recommended annual reduction of MSW.
• Continuation of trends to expand anaerobic digesters, but with no additional leakage control and no additional food waste management
• Waste combustion held constant
Reference Case
Scenario 1: AP Recommendations
Scenarios 2-3
Scenario 4: Beyond 85% Reduction
Scenario 1:
• Seeks to divert 100% of waste from landfills and reduce methane leakage 5% every 5 years from existing landfills
• Anaerobic digesters in solid waste running at capacity in 2030 with 75% methane leak reduction by 2050
• Methane leakage reduction from wastewater treatment facility anaerobic digesters
• Waste combustion held constant
Scenario 4:
• Same measures as Scenarios 2/3, plus characterization of uncertainty in potential for additional innovation in methane management & capture for use in "no negative emissions technologies" sensitivity analysis
Scenarios 2-3:
• Seeks to divert 100% of waste from landfills and reduce methane leakage 10% every 5 years from existing landfills
• Anaerobic digesters in solid waste running at capacity in 2030 with 75% methane leak reduction by 2050
• Methane leakage reduction from wastewater treatment facility anaerobic digesters
• Waste combustion held constant

## In-State Oil and Gas Emissions
In-State Oil and Gas Emissions
GHG emissions from in-state oil and gas systems (methane emissions), by scenario. AR Vintage: AR5; 20-year GWP
Note: 2020 is a modeled year, reflecting historical trends.
Emissions by Scenario (MMT CO2e)
| Scenario |  |  | Unit | 2020 | 2021 | 2022 | 2023 | 2024 | 2025 | 2026 | 2027 | 2028 | 2029 | 2030 | 2031 | 2032 | 2033 | 2034 | 2035 | 2036 | 2037 | 2038 | 2039 | 2040 | 2041 | 2042 | 2043 | 2044 | 2045 | 2046 | 2047 | 2048 | 2049 | 2050
| Reference |  |  | Million Metric Tons CO2e | 14.1049 | 14.0164 | 13.9496 | 13.9525 | 13.9286 | 13.9368 | 13.8842 | 13.5888 | 13.4931 | 13.4131 | 13.3322 | 13.2439 | 13.1484 | 13.0535 | 12.9554 | 12.8452 | 12.7576 | 12.6772 | 12.5993 | 12.5216 | 12.473 | 12.4326 | 12.4086 | 12.3887 | 12.3761 | 12.4167 | 12.4602 | 12.5032 | 12.5532 | 12.5978 | 12.6489
| AP Recommendations |  |  | Million Metric Tons CO2e | 14.1049 | 13.8372 | 13.5433 | 13.144 | 11.6347 | 10.2537 | 8.9898 | 7.6641 | 6.6214 | 5.6709 | 4.8088 | 4.7188 | 4.6144 | 4.5087 | 4.4011 | 4.2926 | 4.188 | 4.0836 | 3.9753 | 3.8681 | 3.7607 | 3.653 | 3.555 | 3.4649 | 3.3799 | 3.2971 | 3.2227 | 3.1749 | 3.1302 | 3.0897 | 3.0547
| Strategic Use of Low-Carbon Fuels |  |  | Million Metric Tons CO2e | 14.1049 | 13.8372 | 13.5433 | 13.144 | 11.6347 | 10.2537 | 8.9898 | 7.6641 | 6.6214 | 5.6709 | 4.8088 | 4.7188 | 4.6144 | 4.5087 | 4.4011 | 4.2926 | 4.188 | 4.0836 | 3.9753 | 3.8681 | 3.7607 | 3.653 | 3.555 | 3.4649 | 3.3799 | 3.2971 | 3.2227 | 3.1749 | 3.1302 | 3.0897 | 3.0547
| Accelerated Transition Away from Combustion |  |  | Million Metric Tons CO2e | 14.1049 | 13.8372 | 13.5496 | 13.2707 | 11.7169 | 10.3015 | 9.0123 | 7.6695 | 6.6166 | 5.587 | 4.6684 | 4.5876 | 4.4939 | 4.3952 | 4.2912 | 4.1829 | 4.0766 | 3.9676 | 3.8514 | 3.7356 | 3.6328 | 3.538 | 3.4423 | 3.346 | 3.2596 | 3.2012 | 3.1469 | 3.0961 | 3.0487 | 3.006 | 2.9692
| Beyond 85% Reductions |  |  | Million Metric Tons CO2e | 14.1049 | 13.8372 | 13.5496 | 13.2707 | 11.7169 | 10.3015 | 9.0123 | 7.6695 | 6.6166 | 5.587 | 4.6684 | 4.5876 | 4.4939 | 4.3952 | 4.2912 | 4.1829 | 4.0766 | 3.9676 | 3.8514 | 3.7356 | 3.6328 | 3.538 | 3.4423 | 3.346 | 3.2596 | 3.2012 | 3.1469 | 3.0961 | 3.0487 | 3.006 | 2.9692
| AR5-GWP20 factor for CH4: | 84
Emissions Outputs by Category (metric tons CO2e)
| Case | Category | Pollutant | Unit | 2020 | 2021 | 2022 | 2023 | 2024 | 2025 | 2026 | 2027 | 2028 | 2029 | 2030 | 2031 | 2032 | 2033 | 2034 | 2035 | 2036 | 2037 | 2038 | 2039 | 2040 | 2041 | 2042 | 2043 | 2044 | 2045 | 2046 | 2047 | 2048 | 2049 | 2050
| Reference | Upstream |  |  | 2.8731 | 2.8433 | 2.8843 | 2.9925 | 3.0747 | 3.1879 | 3.2422 | 3.2539 | 3.2691 | 3.2993 | 3.3286 | 3.3506 | 3.3648 | 3.3795 | 3.3919 | 3.3919 | 3.4058 | 3.4239 | 3.4505 | 3.4763 | 3.505 | 3.5219 | 3.5546 | 3.5923 | 3.6242 | 3.646 | 3.6691 | 3.6918 | 3.7202 | 3.7433 | 3.7723
| Reference | Mid-Stream |  |  | 6.0666 | 6.1173 | 6.1188 | 6.1226 | 6.1256 | 6.1296 | 6.1315 | 6.1319 | 6.1325 | 6.1336 | 6.1346 | 6.1354 | 6.1359 | 6.1364 | 6.1369 | 6.1369 | 6.1374 | 6.138 | 6.139 | 6.1399 | 6.1409 | 6.1415 | 6.1427 | 6.144 | 6.1452 | 6.1459 | 6.1468 | 6.1476 | 6.1486 | 6.1494 | 6.1504
| Reference | Downstream |  |  | 5.1652 | 5.0558 | 4.9465 | 4.8373 | 4.7283 | 4.6193 | 4.5105 | 4.2029 | 4.0915 | 3.9802 | 3.8689 | 3.7579 | 3.6478 | 3.5375 | 3.4266 | 3.3164 | 3.2144 | 3.1153 | 3.0099 | 2.9055 | 2.827 | 2.7692 | 2.7112 | 2.6524 | 2.6068 | 2.6247 | 2.6444 | 2.6639 | 2.6844 | 2.7051 | 2.7261
| AP Recommendations | Upstream |  |  | 2.8731 | 2.6902 | 2.5375 | 2.2587 | 1.7277 | 1.2775 | 0.90181 | 0.59454 | 0.34949 | 0.1605 | 0.021386 | 0.021224 | 0.021062 | 0.0209 | 0.020738 | 0.020576 | 0.020415 | 0.020253 | 0.020091 | 0.019929 | 0.019767 | 0.019612 | 0.019478 | 0.019343 | 0.019208 | 0.019073 | 0.018939 | 0.018804 | 0.018669 | 0.018535 | 0.0184
| AP Recommendations | Mid-Stream |  |  | 6.0666 | 6.1171 | 6.1113 | 6.102 | 5.498 | 4.9258 | 4.3851 | 3.8759 | 3.3979 | 2.9511 | 2.5352 | 2.5352 | 2.5352 | 2.5352 | 2.5352 | 2.5352 | 2.5352 | 2.5352 | 2.5352 | 2.5352 | 2.5352 | 2.5352 | 2.5352 | 2.5352 | 2.5352 | 2.5352 | 2.5352 | 2.5352 | 2.5352 | 2.5352 | 2.5352
| AP Recommendations | Downstream |  |  | 5.1652 | 5.0298 | 4.8945 | 4.7833 | 4.409 | 4.0505 | 3.7029 | 3.1937 | 2.874 | 2.5593 | 2.2522 | 2.1623 | 2.0581 | 1.9525 | 1.8451 | 1.7368 | 1.6324 | 1.5281 | 1.42 | 1.313 | 1.2057 | 1.0982 | 1.0003 | 0.91036 | 0.82543 | 0.7428 | 0.66858 | 0.6209 | 0.57633 | 0.536 | 0.50114
| Strategic Use of Low-Carbon Fuels | Upstream |  |  | 2.8731 | 2.6902 | 2.5375 | 2.2587 | 1.7277 | 1.2775 | 0.90181 | 0.59454 | 0.34949 | 0.1605 | 0.021386 | 0.021224 | 0.021062 | 0.0209 | 0.020738 | 0.020576 | 0.020415 | 0.020253 | 0.020091 | 0.019929 | 0.019767 | 0.019612 | 0.019478 | 0.019343 | 0.019208 | 0.019073 | 0.018939 | 0.018804 | 0.018669 | 0.018535 | 0.0184
| Strategic Use of Low-Carbon Fuels | Mid-Stream |  |  | 6.0666 | 6.1171 | 6.1113 | 6.102 | 5.498 | 4.9258 | 4.3851 | 3.8759 | 3.3979 | 2.9511 | 2.5352 | 2.5352 | 2.5352 | 2.5352 | 2.5352 | 2.5352 | 2.5352 | 2.5352 | 2.5352 | 2.5352 | 2.5352 | 2.5352 | 2.5352 | 2.5352 | 2.5352 | 2.5352 | 2.5352 | 2.5352 | 2.5352 | 2.5352 | 2.5352
| Strategic Use of Low-Carbon Fuels | Downstream |  |  | 5.1652 | 5.0298 | 4.8945 | 4.7833 | 4.409 | 4.0505 | 3.7029 | 3.1937 | 2.874 | 2.5593 | 2.2522 | 2.1623 | 2.0581 | 1.9525 | 1.8451 | 1.7368 | 1.6324 | 1.5281 | 1.42 | 1.313 | 1.2057 | 1.0982 | 1.0003 | 0.91036 | 0.82543 | 0.7428 | 0.66858 | 0.6209 | 0.57633 | 0.536 | 0.50114
| Accelerated Transition Away from Combustion | Upstream |  |  | 2.8731 | 2.6902 | 2.5397 | 2.3892 | 1.8135 | 1.3292 | 0.92895 | 0.60538 | 0.35112 | 0.15882 | 0.021121 | 0.020954 | 0.020786 | 0.020619 | 0.020452 | 0.020285 | 0.020117 | 0.01995 | 0.019783 | 0.019624 | 0.019489 | 0.019354 | 0.019219 | 0.019084 | 0.01895 | 0.018815 | 0.01868 | 0.018545 | 0.01841 | 0.018275 | 0.01814
| Accelerated Transition Away from Combustion | Mid-Stream |  |  | 6.0666 | 6.1171 | 6.1114 | 6.1057 | 5.5117 | 4.9474 | 4.4128 | 3.9078 | 3.4326 | 2.987 | 2.5711 | 2.5669 | 2.5627 | 2.5585 | 2.5543 | 2.5501 | 2.5459 | 2.5418 | 2.5376 | 2.5344 | 2.5344 | 2.5344 | 2.5344 | 2.5344 | 2.5344 | 2.5344 | 2.5344 | 2.5344 | 2.5344 | 2.5344 | 2.5344
| Accelerated Transition Away from Combustion | Downstream |  |  | 5.1652 | 5.0298 | 4.8984 | 4.7758 | 4.3917 | 4.0249 | 3.6706 | 3.1563 | 2.8329 | 2.4412 | 2.0762 | 1.9997 | 1.9104 | 1.8161 | 1.7164 | 1.6125 | 1.5105 | 1.4059 | 1.2941 | 1.1816 | 1.0788 | 0.98422 | 0.88863 | 0.79247 | 0.70622 | 0.64799 | 0.59384 | 0.5431 | 0.49585 | 0.45328 | 0.41665
| Beyond 85% Reductions | Upstream |  |  | 2.8731 | 2.6902 | 2.5397 | 2.3892 | 1.8135 | 1.3292 | 0.92895 | 0.60538 | 0.35112 | 0.15882 | 0.021121 | 0.020954 | 0.020786 | 0.020619 | 0.020452 | 0.020285 | 0.020117 | 0.01995 | 0.019783 | 0.019624 | 0.019489 | 0.019354 | 0.019219 | 0.019084 | 0.01895 | 0.018815 | 0.01868 | 0.018545 | 0.01841 | 0.018275 | 0.01814
| Beyond 85% Reductions | Mid-Stream |  |  | 6.0666 | 6.1171 | 6.1114 | 6.1057 | 5.5117 | 4.9474 | 4.4128 | 3.9078 | 3.4326 | 2.987 | 2.5711 | 2.5669 | 2.5627 | 2.5585 | 2.5543 | 2.5501 | 2.5459 | 2.5418 | 2.5376 | 2.5344 | 2.5344 | 2.5344 | 2.5344 | 2.5344 | 2.5344 | 2.5344 | 2.5344 | 2.5344 | 2.5344 | 2.5344 | 2.5344
| Beyond 85% Reductions | Downstream |  |  | 5.1652 | 5.0298 | 4.8984 | 4.7758 | 4.3917 | 4.0249 | 3.6706 | 3.1563 | 2.8329 | 2.4412 | 2.0762 | 1.9997 | 1.9104 | 1.8161 | 1.7164 | 1.6125 | 1.5105 | 1.4059 | 1.2941 | 1.1816 | 1.0788 | 0.98422 | 0.88863 | 0.79247 | 0.70622 | 0.64799 | 0.59384 | 0.5431 | 0.49585 | 0.45328 | 0.41665
Emissions Outputs by Category (metric tons CH4)
| Case | Category | Pollutant | Unit | 2020 | 2021 | 2022 | 2023 | 2024 | 2025 | 2026 | 2027 | 2028 | 2029 | 2030 | 2031 | 2032 | 2033 | 2034 | 2035 | 2036 | 2037 | 2038 | 2039 | 2040 | 2041 | 2042 | 2043 | 2044 | 2045 | 2046 | 2047 | 2048 | 2049 | 2050
| Reference | Upstream | CH4 | Metric Tons | 34203.7486 | 33848.5904 | 34336.6096 | 35625.5843 | 36604.011 | 37950.7821 | 38597.3936 | 38737.3181 | 38917.6305 | 39277.9046 | 39626.3922 | 39888.0308 | 40057.1041 | 40232.7278 | 40379.6778 | 40379.5965 | 40545.2663 | 40760.8839 | 41077.6192 | 41384.3465 | 41726.7078 | 41927.6016 | 42317.0816 | 42765.5431 | 43144.6783 | 43405.2091 | 43679.4071 | 43949.6161 | 44287.5183 | 44563.0506 | 44908.6891
| Reference | Mid-Stream | CH4 | Metric Tons | 72221.4619 | 72825.4553 | 72842.821 | 72888.6225 | 72923.3992 | 72971.2566 | 72994.2622 | 72999.2838 | 73005.7365 | 73018.5825 | 73031.0084 | 73040.3503 | 73046.4122 | 73052.7053 | 73057.9795 | 73058.0363 | 73063.9738 | 73071.6867 | 73082.9887 | 73093.9423 | 73106.1585 | 73113.3515 | 73127.2324 | 73143.2058 | 73156.7196 | 73166.0206 | 73175.8056 | 73185.4493 | 73197.4934 | 73207.3175 | 73219.6401
| Reference | Downstream | CH4 | Metric Tons | 61490.1638 | 60187.7271 | 58886.7296 | 57587.0013 | 56288.6988 | 54992.0509 | 53696.8228 | 50034.3152 | 48708.1929 | 47382.7818 | 46058.8821 | 44736.8524 | 43425.611 | 42112.9965 | 40793.1983 | 39481.1532 | 38266.8911 | 37086.4447 | 35831.605 | 34588.8277 | 33655.1628 | 32966.2656 | 32276.5569 | 31575.846 | 31033.2684 | 31246.1949 | 31480.4064 | 31712.6739 | 31957.5384 | 32203.6127 | 32453.5604
| AP Recommendations | Upstream | CH4 | Metric Tons | 34203.7486 | 32026.4631 | 30208.0635 | 26888.8807 | 20567.8466 | 15207.975 | 10735.7954 | 7077.8376 | 4160.6311 | 1910.7055 | 254.5904 | 252.6638 | 250.7372 | 248.8106 | 246.884 | 244.9575 | 243.0309 | 241.1043 | 239.1777 | 237.2511 | 235.3245 | 233.4803 | 231.8764 | 230.2725 | 228.6686 | 227.0647 | 225.4608 | 223.8569 | 222.253 | 220.6491 | 219.0452
| AP Recommendations | Mid-Stream | CH4 | Metric Tons | 72221.4619 | 72823.1199 | 72753.9257 | 72642.8774 | 65452.4754 | 58639.9621 | 52203.4927 | 46141.2255 | 40451.3159 | 35131.916 | 30181.1813 | 30181.1711 | 30181.1609 | 30181.1507 | 30181.1405 | 30181.1303 | 30181.1201 | 30181.1099 | 30181.0998 | 30181.0896 | 30181.0794 | 30181.0718 | 30181.0718 | 30181.0718 | 30181.0718 | 30181.0718 | 30181.0718 | 30181.0718 | 30181.0718 | 30181.0718 | 30181.0718
| AP Recommendations | Downstream | CH4 | Metric Tons | 61490.1638 | 59878.9871 | 58267.8105 | 56944.0712 | 52488.4086 | 48219.8413 | 44082.6321 | 38020.0652 | 34214.3379 | 30468.1401 | 26812.196 | 25742.0144 | 24501.7001 | 23244.4911 | 21965.9668 | 20676.3705 | 19433.3303 | 18192.1433 | 16904.8816 | 15630.8125 | 14353.6547 | 13073.3827 | 11908.3164 | 10837.6513 | 9826.5996 | 8842.8979 | 7959.2767 | 7391.676 | 6861.0361 | 6380.9392 | 5965.9423
| Strategic Use of Low-Carbon Fuels | Upstream | CH4 | Metric Tons | 34203.7486 | 32026.4631 | 30208.0635 | 26888.8807 | 20567.8466 | 15207.975 | 10735.7954 | 7077.8376 | 4160.6311 | 1910.7055 | 254.5904 | 252.6638 | 250.7372 | 248.8106 | 246.884 | 244.9575 | 243.0309 | 241.1043 | 239.1777 | 237.2511 | 235.3245 | 233.4803 | 231.8764 | 230.2725 | 228.6686 | 227.0647 | 225.4608 | 223.8569 | 222.253 | 220.6491 | 219.0452
| Strategic Use of Low-Carbon Fuels | Mid-Stream | CH4 | Metric Tons | 72221.4619 | 72823.1199 | 72753.9257 | 72642.8774 | 65452.4754 | 58639.9621 | 52203.4927 | 46141.2255 | 40451.3159 | 35131.916 | 30181.1813 | 30181.1711 | 30181.1609 | 30181.1507 | 30181.1405 | 30181.1303 | 30181.1201 | 30181.1099 | 30181.0998 | 30181.0896 | 30181.0794 | 30181.0718 | 30181.0718 | 30181.0718 | 30181.0718 | 30181.0718 | 30181.0718 | 30181.0718 | 30181.0718 | 30181.0718 | 30181.0718
| Strategic Use of Low-Carbon Fuels | Downstream | CH4 | Metric Tons | 61490.1638 | 59878.9871 | 58267.8105 | 56944.0712 | 52488.4086 | 48219.8413 | 44082.6321 | 38020.0652 | 34214.3379 | 30468.1401 | 26812.196 | 25742.0144 | 24501.7001 | 23244.4911 | 21965.9668 | 20676.3705 | 19433.3303 | 18192.1433 | 16904.8816 | 15630.8125 | 14353.6547 | 13073.3827 | 11908.3164 | 10837.6513 | 9826.5996 | 8842.8979 | 7959.2767 | 7391.676 | 6861.0361 | 6380.9392 | 5965.9423
| Accelerated Transition Away from Combustion | Upstream | CH4 | Metric Tons | 34203.7486 | 32026.4631 | 30234.812 | 28443.1609 | 21589.4574 | 15823.9356 | 11058.9492 | 7206.8524 | 4179.9991 | 1890.7433 | 251.4391 | 249.4482 | 247.4574 | 245.4665 | 243.4757 | 241.4848 | 239.4939 | 237.5031 | 235.5122 | 233.6196 | 232.0137 | 230.4078 | 228.8019 | 227.196 | 225.5901 | 223.9842 | 222.3783 | 220.7724 | 219.1665 | 217.5606 | 215.9546
| Accelerated Transition Away from Combustion | Mid-Stream | CH4 | Metric Tons | 72221.4619 | 72823.1199 | 72754.9586 | 72686.4804 | 65615.2053 | 58897.3204 | 52532.8258 | 46521.716 | 40863.9909 | 35559.6506 | 30608.695 | 30558.7311 | 30508.7671 | 30458.8032 | 30408.8392 | 30358.8753 | 30308.9114 | 30258.9474 | 30208.9835 | 30171.7719 | 30171.7719 | 30171.7719 | 30171.7719 | 30171.7719 | 30171.7719 | 30171.7719 | 30171.7719 | 30171.7719 | 30171.7719 | 30171.7719 | 30171.7719
| Accelerated Transition Away from Combustion | Downstream | CH4 | Metric Tons | 61490.1638 | 59878.9871 | 58314.879 | 56854.9996 | 52282.5223 | 47915.9747 | 43697.0409 | 37575.0716 | 33724.684 | 29061.3263 | 24716.6171 | 23805.5548 | 22742.856 | 21619.9623 | 20433.0119 | 19196.2688 | 17982.2596 | 16736.5789 | 15405.7378 | 14066.4826 | 12843.3593 | 11716.8454 | 10578.9154 | 9434.1957 | 8407.3237 | 7714.1108 | 7069.5157 | 6465.4819 | 5902.9409 | 5396.1348 | 4960.1584
| Beyond 85% Reductions | Upstream | CH4 | Metric Tons | 34203.7486 | 32026.4631 | 30234.812 | 28443.1609 | 21589.4574 | 15823.9356 | 11058.9492 | 7206.8524 | 4179.9991 | 1890.7433 | 251.4391 | 249.4482 | 247.4574 | 245.4665 | 243.4757 | 241.4848 | 239.4939 | 237.5031 | 235.5122 | 233.6196 | 232.0137 | 230.4078 | 228.8019 | 227.196 | 225.5901 | 223.9842 | 222.3783 | 220.7724 | 219.1665 | 217.5606 | 215.9546
| Beyond 85% Reductions | Mid-Stream | CH4 | Metric Tons | 72221.4619 | 72823.1199 | 72754.9586 | 72686.4804 | 65615.2053 | 58897.3204 | 52532.8258 | 46521.716 | 40863.9909 | 35559.6506 | 30608.695 | 30558.7311 | 30508.7671 | 30458.8032 | 30408.8392 | 30358.8753 | 30308.9114 | 30258.9474 | 30208.9835 | 30171.7719 | 30171.7719 | 30171.7719 | 30171.7719 | 30171.7719 | 30171.7719 | 30171.7719 | 30171.7719 | 30171.7719 | 30171.7719 | 30171.7719 | 30171.7719
| Beyond 85% Reductions | Downstream | CH4 | Metric Tons | 61490.1638 | 59878.9871 | 58314.879 | 56854.9996 | 52282.5223 | 47915.9747 | 43697.0409 | 37575.0716 | 33724.684 | 29061.3263 | 24716.6171 | 23805.5548 | 22742.856 | 21619.9623 | 20433.0119 | 19196.2688 | 17982.2596 | 16736.5789 | 15405.7378 | 14066.4826 | 12843.3593 | 11716.8454 | 10578.9154 | 9434.1957 | 8407.3237 | 7714.1108 | 7069.5157 | 6465.4819 | 5902.9409 | 5396.1348 | 4960.1584
Reference
Majority of emissions are from low-producing natural gas wells, transmission and storage compressor stations, steel and cast-iron pipes in the distribution system, and buildings (meters and beyond-the-meter)
Leaks from the oil and gas distribution system are aligned with modeled natural gas service provision in buildings and industry
Scenarios 1-2
Largest reductions from equipment replacement and LDAR at compressor stations, pipeline decommissioning, and residential building disconnection and decommissioning
Scenarios 3-4
Largest reductions from equipment replacement and LDAR at compressor stations, abatement at upstream sources, distribution pipeline decommissioning, and residential building disconnection and decommissioning
Scenarios 3 and 4 achieve slightly larger reductions than Scenarios 1-2 with similar measures due to lower gas throughput

## HFC Emissions
HFC Emissions
HFC emissions, by scenario. AR Vintage: AR5; 20-year GWP
Note: 2020 is a modeled year, reflecting historical trends.
HFC Emissions by Scenario (MMT CO2e)
| Scenario | 2020 | 2021 | 2022 | 2023 | 2024 | 2025 | 2026 | 2027 | 2028 | 2029 | 2030 | 2031 | 2032 | 2033 | 2034 | 2035 | 2036 | 2037 | 2038 | 2039 | 2040 | 2041 | 2042 | 2043 | 2044 | 2045 | 2046 | 2047 | 2048 | 2049 | 2050
| Reference | 21.3142 | 21.6111 | 24.5513 | 24.6663 | 25.0522 | 27.6828 | 27.3571 | 27.0362 | 26.6316 | 26.3968 | 25.5098 | 25.2512 | 25.1108 | 25.1241 | 25.1312 | 25.3289 | 25.764 | 25.9358 | 26.1098 | 26.2853 | 26.4629 | 26.641 | 26.5857 | 26.7654 | 26.947 | 27.0823 | 27.2672 | 27.4539 | 27.6426 | 27.8332 | 28.0257
| AP Recommendations | 21.3142 | 20.9278 | 23.493 | 23.228 | 19.2492 | 19.3331 | 18.4502 | 17.3005 | 15.9843 | 14.8531 | 13.6477 | 12.4506 | 11.4248 | 10.4742 | 9.6227 | 8.6636 | 7.3828 | 6.7786 | 6.1303 | 5.179 | 4.6147 | 4.0368 | 3.1587 | 2.9365 | 2.6753 | 2.4794 | 2.1387 | 1.9534 | 1.758 | 1.2421 | 1.2078
| Strategic Use of Low-Carbon Fuels | 21.3142 | 20.9278 | 23.493 | 23.228 | 19.2492 | 19.3331 | 18.4502 | 17.3005 | 15.9843 | 14.8531 | 13.6477 | 12.4506 | 11.4248 | 10.4742 | 9.6227 | 8.6636 | 7.3828 | 6.7786 | 6.1303 | 5.179 | 4.6147 | 4.0368 | 3.1587 | 2.9365 | 2.6753 | 2.4794 | 2.1387 | 1.9534 | 1.758 | 1.2421 | 1.2078
| Accelerated Transition Away from Combustion | 21.3142 | 20.9278 | 23.493 | 23.228 | 19.2492 | 19.3331 | 18.4502 | 17.3005 | 15.9843 | 14.8531 | 13.6477 | 12.4506 | 11.4248 | 10.4742 | 9.6227 | 8.6636 | 7.3828 | 6.7786 | 6.1303 | 5.179 | 4.6147 | 4.0368 | 3.1587 | 2.9365 | 2.6753 | 2.4794 | 2.1387 | 1.9534 | 1.758 | 1.2421 | 1.2078
| Beyond 85% Reductions | 21.3142 | 20.9278 | 23.493 | 23.228 | 19.2492 | 19.3331 | 18.4502 | 17.3005 | 15.9843 | 14.8531 | 13.6477 | 12.4506 | 11.4248 | 10.4742 | 9.6227 | 8.6636 | 7.3828 | 6.7786 | 6.1303 | 5.179 | 4.6147 | 4.0368 | 3.1587 | 2.9365 | 2.6753 | 2.4794 | 2.1387 | 1.9534 | 1.758 | 1.2421 | 1.2078
HFC Emissions for Mitigation Scenarios (Scenarios 1-4) by Category (MMT CO2e)
| Category | 2020 | 2021 | 2022 | 2023 | 2024 | 2025 | 2026 | 2027 | 2028 | 2029 | 2030 | 2031 | 2032 | 2033 | 2034 | 2035 | 2036 | 2037 | 2038 | 2039 | 2040 | 2041 | 2042 | 2043 | 2044 | 2045 | 2046 | 2047 | 2048 | 2049 | 2050
| Other | 6.3413 | 5.9188 | 5.4069 | 4.8271 | 4.3762 | 3.9451 | 3.5187 | 3.0971 | 2.593 | 2.2745 | 1.956 | 1.6376 | 1.4962 | 1.4708 | 1.4453 | 1.4198 | 1.3943 | 1.3688 | 1.3433 | 1.3179 | 1.2924 | 1.2669 | 1.2414 | 1.2159 | 1.1904 | 1.165 | 1.1395 | 1.114 | 1.0885 | 1.063 | 1.0375
| Commercial | 8.5568 | 8.5 | 8.742 | 8.983 | 8.8974 | 9.3061 | 9.0443 | 8.5033 | 8.0259 | 7.5469 | 7.1198 | 6.5902 | 6.0497 | 5.5105 | 4.9624 | 4.2951 | 3.424 | 3.0769 | 2.722 | 2.3288 | 2.0024 | 1.6776 | 1.2087 | 1.0675 | 0.89485 | 0.788 | 0.67942 | 0.56937 | 0.44783 | 0.14456 | 0.14002
| Residential | 2.799 | 3.0248 | 5.9935 | 6.2008 | 3.2863 | 3.588 | 3.5999 | 3.6205 | 3.4951 | 3.3768 | 3.1488 | 3.0139 | 2.8806 | 2.7823 | 2.6552 | 2.4662 | 2.1589 | 2.0061 | 1.8171 | 1.4213 | 1.2282 | 1.0288 | 0.64902 | 0.59755 | 0.53842 | 0.47889 | 0.27637 | 0.23065 | 0.18646 | 0.0034936 | 0.0035111
| Transportation | 3.5783 | 3.4423 | 3.3056 | 3.1693 | 2.6394 | 2.4409 | 2.2313 | 2.0205 | 1.8081 | 1.5896 | 1.3539 | 1.1375 | 0.92457 | 0.63474 | 0.48168 | 0.40669 | 0.3313 | 0.25552 | 0.17933 | 0.045369 | 0.029094 | 0.0047011 | 0.004726 | 0.0047511 | 0.0047763 | 0.0048016 | 0.004827 | 0.0048526 | 0.0048783 | 0.0049042 | 0.0049302
| Industry | 0.038851 | 0.041852 | 0.044869 | 0.047901 | 0.04992 | 0.052957 | 0.05601 | 0.059078 | 0.062162 | 0.065323 | 0.069177 | 0.071382 | 0.07361 | 0.07586 | 0.078133 | 0.075896 | 0.074237 | 0.071328 | 0.068589 | 0.065621 | 0.062608 | 0.058713 | 0.054779 | 0.050804 | 0.046789 | 0.042733 | 0.038635 | 0.034496 | 0.030314 | 0.02609 | 0.021822
HFC Emissions for Mitigation Scenarios (Scenarios 1-4) by Subcategory (MMT CO2e)
| Category | 2020 | 2021 | 2022 | 2023 | 2024 | 2025 | 2026 | 2027 | 2028 | 2029 | 2030 | 2031 | 2032 | 2033 | 2034 | 2035 | 2036 | 2037 | 2038 | 2039 | 2040 | 2041 | 2042 | 2043 | 2044 | 2045 | 2046 | 2047 | 2048 | 2049 | 2050
| Commercial Refrigeration | 5.7136 | 5.3576 | 5.2957 | 5.2286 | 4.8703 | 4.8145 | 4.4834 | 4.1486 | 3.8103 | 3.4684 | 3.1238 | 2.768 | 2.4087 | 2.0457 | 1.6762 | 1.2725 | 0.67348 | 0.60063 | 0.52804 | 0.41998 | 0.37757 | 0.33472 | 0.29144 | 0.24223 | 0.2101 | 0.17765 | 0.14486 | 0.11174 | 0.078284 | 0.00028724 | 0.00029017
| Commercial HVAC | 2.842 | 3.141 | 3.4448 | 3.7526 | 4.0262 | 4.4903 | 4.5591 | 4.3523 | 4.212 | 4.0734 | 3.9909 | 3.8169 | 3.6359 | 3.4592 | 3.2801 | 3.0161 | 2.7436 | 2.4673 | 2.1847 | 1.9088 | 1.6248 | 1.3429 | 0.91729 | 0.82523 | 0.68474 | 0.61034 | 0.53455 | 0.45762 | 0.36954 | 0.14426 | 0.13972
| Residential HVAC | 2.3219 | 2.5381 | 5.3555 | 5.5555 | 3.1068 | 3.4068 | 3.4136 | 3.4261 | 3.2822 | 3.1398 | 2.9191 | 2.7911 | 2.6629 | 2.557 | 2.4252 | 2.2331 | 1.9843 | 1.7925 | 1.5975 | 1.4098 | 1.2173 | 1.0185 | 0.63939 | 0.58856 | 0.53007 | 0.47119 | 0.27615 | 0.23043 | 0.18624 | 0.0032716 | 0.0032875
| Other | 6.3413 | 5.9188 | 5.4069 | 4.8271 | 4.3762 | 3.9451 | 3.5187 | 3.0971 | 2.593 | 2.2745 | 1.956 | 1.6376 | 1.4962 | 1.4708 | 1.4453 | 1.4198 | 1.3943 | 1.3688 | 1.3433 | 1.3179 | 1.2924 | 1.2669 | 1.2414 | 1.2159 | 1.1904 | 1.165 | 1.1395 | 1.114 | 1.0885 | 1.063 | 1.0375
| Transportation HVAC | 3.3862 | 3.2478 | 3.1087 | 2.9689 | 2.4418 | 2.2423 | 2.0316 | 1.8198 | 1.6063 | 1.3867 | 1.1664 | 0.96554 | 0.76822 | 0.49407 | 0.35679 | 0.29765 | 0.2382 | 0.17844 | 0.11836 | 0.00059079 | 0.00059393 | 0.00059707 | 0.00060024 | 0.00060342 | 0.00060662 | 0.00060983 | 0.00061306 | 0.00061631 | 0.00061958 | 0.00062286 | 0.00062616
| Transportation Refrigeration | 0.19213 | 0.19452 | 0.19693 | 0.20038 | 0.19762 | 0.19867 | 0.19972 | 0.20078 | 0.20185 | 0.20292 | 0.18748 | 0.17195 | 0.15635 | 0.14066 | 0.12489 | 0.10904 | 0.0931 | 0.077078 | 0.060971 | 0.044779 | 0.0285 | 0.0041041 | 0.0041258 | 0.0041477 | 0.0041697 | 0.0041918 | 0.004214 | 0.0042363 | 0.0042588 | 0.0042813 | 0.004304
| Residential Refrigeration | 0.42121 | 0.42306 | 0.42492 | 0.42185 | 0.10456 | 0.10007 | 0.095573 | 0.091051 | 0.086509 | 0.081948 | 0.077366 | 0.072764 | 0.068142 | 0.0635 | 0.058837 | 0.054153 | 3.7823e-05 | 3.7989e-05 | 3.8157e-05 | 3.8324e-05 | 3.8493e-05 | 3.8662e-05 | 3.8833e-05 | 3.9003e-05 | 3.9175e-05 | 3.9347e-05 | 3.952e-05 | 3.9694e-05 | 3.9869e-05 | 4.0044e-05 | 4.0221e-05
| Residential Other | 0.055866 | 0.063638 | 0.21304 | 0.22335 | 0.074884 | 0.08121 | 0.090706 | 0.1034 | 0.12636 | 0.15509 | 0.15226 | 0.15009 | 0.14952 | 0.16173 | 0.17117 | 0.17886 | 0.17462 | 0.21354 | 0.21953 | 0.011486 | 0.010867 | 0.010232 | 0.009594 | 0.0089532 | 0.0083097 | 0.0076633 | 0.00017781 | 0.00017923 | 0.00018063 | 0.00018202 | 0.0001834
| Industrial Process | 0.038851 | 0.041852 | 0.044869 | 0.047901 | 0.04992 | 0.052957 | 0.05601 | 0.059078 | 0.062162 | 0.065323 | 0.069177 | 0.071382 | 0.07361 | 0.07586 | 0.078133 | 0.075896 | 0.074237 | 0.071328 | 0.068589 | 0.065621 | 0.062608 | 0.058713 | 0.054779 | 0.050804 | 0.046789 | 0.042733 | 0.038635 | 0.034496 | 0.030314 | 0.02609 | 0.021822
| Commercial Other | 0.0011335 | 0.0013366 | 0.0015668 | 0.001797 | 0.00094374 | 0.0012916 | 0.0017931 | 0.0024514 | 0.0036623 | 0.0051792 | 0.0051445 | 0.0052212 | 0.0051339 | 0.0057056 | 0.0061579 | 0.0065845 | 0.0068694 | 0.0089734 | 0.0092875 | 5.4288e-06 | 6.1445e-06 | 6.2072e-06 | 6.2705e-06 | 6.3344e-06 | 6.399e-06 | 6.4643e-06 | 6.5302e-06 | 6.5968e-06 | 6.6641e-06 | 6.7321e-06 | 6.8008e-06
Reference Case:
HFC emissions have grown from near zero in 1990 to over 20 MMT in 2020, driven by the replacement of CFCs/HCFCs with HFCs
Scenarios 1-4
• Maximum adoption of ultra-low-GWP technologies for all AC/HP and other commercial systems
• Maximum possible service reclaim at end of life (90% recover rates)
• Near term increase in the early 2020s comes from building electrification in residential and commercial sectors, although this impact declines as lower-GWP technologies are adopted

## IPPU Emissions
IPPU Emissions
GHG emissions from non-HFC IPPUs, by source scenario. AR Vintage: AR5; 20-year GWP
Note: 2020 is a modeled year, reflecting historical trends.
Non-Energy, Non-Combustion Emissions by Scenario (MMT CO2e)
[5 empty] | Scenario | 2020 | 2021 | 2022 | 2023 | 2024 | 2025 | 2026 | 2027 | 2028 | 2029 | 2030 | 2031 | 2032 | 2033 | 2034 | 2035 | 2036 | 2037 | 2038 | 2039 | 2040 | 2041 | 2042 | 2043 | 2044 | 2045 | 2046 | 2047 | 2048 | 2049 | 2050
[5 empty] | Reference | 2.3418 | 2.3442 | 2.3465 | 2.3488 | 2.3512 | 2.3535 | 2.3561 | 2.3586 | 2.3612 | 2.3638 | 2.3663 | 2.3688 | 2.3712 | 2.3737 | 2.3761 | 2.3785 | 2.381 | 2.3834 | 2.3858 | 2.3882 | 2.3906 | 2.3931 | 2.3955 | 2.3979 | 2.4004 | 2.4028 | 2.4053 | 2.4079 | 2.4104 | 2.4129 | 2.4155
[5 empty] | AP Recommendations | 2.3418 | 2.3393 | 2.3367 | 2.3342 | 2.3316 | 2.3291 | 2.3267 | 2.3244 | 2.3221 | 2.3197 | 2.3174 | 2.2799 | 2.2424 | 2.2048 | 2.1673 | 2.1298 | 2.0922 | 2.0547 | 2.0172 | 1.9796 | 1.9421 | 1.9045 | 1.867 | 1.8295 | 1.7919 | 1.7544 | 1.7169 | 1.6795 | 1.642 | 1.6046 | 1.1705
[5 empty] | Strategic Use of Low-Carbon Fuels | 2.3418 | 2.3393 | 2.3367 | 2.3342 | 2.3316 | 2.3291 | 2.3267 | 2.3244 | 2.3221 | 2.3197 | 2.3174 | 2.2799 | 2.2424 | 2.2048 | 2.1673 | 2.1298 | 2.0922 | 2.0547 | 2.0172 | 1.9796 | 1.9421 | 1.9045 | 1.867 | 1.8295 | 1.7919 | 1.7544 | 1.7169 | 1.6795 | 1.642 | 1.6046 | 1.1705
[5 empty] | Accelerated Transition Away from Combustion | 2.3418 | 2.3393 | 2.3367 | 2.3342 | 2.3316 | 2.3291 | 2.3267 | 2.3244 | 2.3221 | 2.3197 | 2.3174 | 2.2799 | 2.2424 | 2.2048 | 2.1673 | 2.1298 | 2.0922 | 2.0547 | 2.0172 | 1.9796 | 1.9421 | 1.9045 | 1.867 | 1.8295 | 1.7919 | 1.7544 | 1.7169 | 1.6795 | 1.642 | 1.6046 | 1.1705
[5 empty] | Beyond 85% Reductions | 2.3418 | 2.3393 | 2.3367 | 2.3342 | 2.3316 | 2.3291 | 2.3267 | 2.3244 | 2.3221 | 2.3197 | 2.3174 | 2.2799 | 2.2424 | 2.2048 | 2.1673 | 2.1298 | 2.0922 | 2.0547 | 2.0172 | 1.9796 | 1.9421 | 1.9045 | 1.867 | 1.8295 | 1.7919 | 1.7544 | 1.7169 | 1.6795 | 1.642 | 1.6046 | 1.1705
IPPU Emissions, mapped to NYSDEC GHG 2019 Inventory Categories
| Scenario | Category | Sub-Category 1 | Gas | Units | 2020 | 2021 | 2022 | 2023 | 2024 | 2025 | 2026 | 2027 | 2028 | 2029 | 2030 | 2031 | 2032 | 2033 | 2034 | 2035 | 2036 | 2037 | 2038 | 2039 | 2040 | 2041 | 2042 | 2043 | 2044 | 2045 | 2046 | 2047 | 2048 | 2049 | 2050
| Reference | Electronics | Semiconductor Industry | HFCs | MMT CO2e | 0.0012072 | 0.001225 | 0.0012428 | 0.0012606 | 0.0012784 | 0.0012963 | 0.0013158 | 0.0013354 | 0.001355 | 0.0013746 | 0.0013942 | 0.0014162 | 0.0014383 | 0.0014604 | 0.0014824 | 0.0015045 | 0.0015252 | 0.0015458 | 0.0015665 | 0.0015871 | 0.0016078 | 0.0016272 | 0.0016466 | 0.001666 | 0.0016854 | 0.0017048 | 0.0017235 | 0.0017423 | 0.001761 | 0.0017798 | 0.0017985
| Reference | Electronics | Semiconductor Industry | N2O | MMT CO2e | 0.023773 | 0.024123 | 0.024474 | 0.024825 | 0.025176 | 0.025527 | 0.025912 | 0.026298 | 0.026683 | 0.027069 | 0.027455 | 0.027889 | 0.028324 | 0.028758 | 0.029193 | 0.029628 | 0.030035 | 0.030441 | 0.030848 | 0.031255 | 0.031662 | 0.032044 | 0.032425 | 0.032807 | 0.033189 | 0.033571 | 0.03394 | 0.03431 | 0.034679 | 0.035048 | 0.035417
| Reference | Electronics | Semiconductor Industry | NF3 | MMT CO2e | 0.010139 | 0.010288 | 0.010438 | 0.010587 | 0.010737 | 0.010887 | 0.011051 | 0.011216 | 0.01138 | 0.011544 | 0.011709 | 0.011894 | 0.01208 | 0.012265 | 0.01245 | 0.012636 | 0.012809 | 0.012983 | 0.013156 | 0.01333 | 0.013503 | 0.013666 | 0.013829 | 0.013992 | 0.014155 | 0.014317 | 0.014475 | 0.014632 | 0.01479 | 0.014947 | 0.015105
| Reference | Electronics | Semiconductor Industry | PFCs | MMT CO2e | 0.081228 | 0.082426 | 0.083625 | 0.084824 | 0.086022 | 0.087221 | 0.088538 | 0.089856 | 0.091173 | 0.092491 | 0.093808 | 0.095293 | 0.096778 | 0.098263 | 0.099749 | 0.10123 | 0.10262 | 0.10401 | 0.1054 | 0.10679 | 0.10818 | 0.10949 | 0.11079 | 0.1121 | 0.1134 | 0.11471 | 0.11597 | 0.11723 | 0.11849 | 0.11975 | 0.12102
| Reference | Electronics | Semiconductor Industry | SF6 | MMT CO2e | 0.00096311 | 0.00097732 | 0.00099153 | 0.0010057 | 0.00102 | 0.0010342 | 0.0010498 | 0.0010654 | 0.001081 | 0.0010967 | 0.0011123 | 0.0011299 | 0.0011475 | 0.0011651 | 0.0011827 | 0.0012003 | 0.0012168 | 0.0012333 | 0.0012498 | 0.0012662 | 0.0012827 | 0.0012982 | 0.0013137 | 0.0013291 | 0.0013446 | 0.0013601 | 0.001375 | 0.00139 | 0.001405 | 0.0014199 | 0.0014349
| Reference | Metals | Aluminum | CO2 | MMT CO2e | 0.22394 | 0.22394 | 0.22394 | 0.22394 | 0.22394 | 0.22394 | 0.22394 | 0.22394 | 0.22394 | 0.22394 | 0.22394 | 0.22394 | 0.22394 | 0.22394 | 0.22394 | 0.22394 | 0.22394 | 0.22394 | 0.22394 | 0.22394 | 0.22394 | 0.22394 | 0.22394 | 0.22394 | 0.22394 | 0.22394 | 0.22394 | 0.22394 | 0.22394 | 0.22394 | 0.22394
| Reference | Metals | Aluminum | PFCs | MMT CO2e | 0.020506 | 0.021109 | 0.021713 | 0.022316 | 0.022919 | 0.023522 | 0.024185 | 0.024847 | 0.02551 | 0.026173 | 0.026836 | 0.02713 | 0.027424 | 0.027718 | 0.028012 | 0.028306 | 0.028719 | 0.029132 | 0.029546 | 0.029959 | 0.030372 | 0.030922 | 0.031472 | 0.032021 | 0.032571 | 0.033121 | 0.033827 | 0.034533 | 0.035239 | 0.035945 | 0.036652
| Reference | Metals | Ferroalloys | CH4 | MMT CO2e | 0 | 0 | 0 | 0 | 0 | 0 | 0 | 0 | 0 | 0 | 0 | 0 | 0 | 0 | 0 | 0 | 0 | 0 | 0 | 0 | 0 | 0 | 0 | 0 | 0 | 0 | 0 | 0 | 0 | 0 | 0
| Reference | Metals | Ferroalloys | CO2 | MMT CO2e | 0 | 0 | 0 | 0 | 0 | 0 | 0 | 0 | 0 | 0 | 0 | 0 | 0 | 0 | 0 | 0 | 0 | 0 | 0 | 0 | 0 | 0 | 0 | 0 | 0 | 0 | 0 | 0 | 0 | 0 | 0
| Reference | Metals | Iron and Steel | CH4 | MMT CO2e | 1.2e-05 | 1.2e-05 | 1.2e-05 | 1.2e-05 | 1.2e-05 | 1.2e-05 | 1.2e-05 | 1.2e-05 | 1.2e-05 | 1.2e-05 | 1.2e-05 | 1.2e-05 | 1.2e-05 | 1.2e-05 | 1.2e-05 | 1.2e-05 | 1.2e-05 | 1.2e-05 | 1.2e-05 | 1.2e-05 | 1.2e-05 | 1.2e-05 | 1.2e-05 | 1.2e-05 | 1.2e-05 | 1.2e-05 | 1.2e-05 | 1.2e-05 | 1.2e-05 | 1.2e-05 | 1.2e-05
| Reference | Metals | Iron and Steel | CO2 | MMT CO2e | 0.06508 | 0.06508 | 0.06508 | 0.06508 | 0.06508 | 0.06508 | 0.06508 | 0.06508 | 0.06508 | 0.06508 | 0.06508 | 0.06508 | 0.06508 | 0.06508 | 0.06508 | 0.06508 | 0.06508 | 0.06508 | 0.06508 | 0.06508 | 0.06508 | 0.06508 | 0.06508 | 0.06508 | 0.06508 | 0.06508 | 0.06508 | 0.06508 | 0.06508 | 0.06508 | 0.06508
| Reference | Metals | Lead | CO2 | MMT CO2e | 0.080125 | 0.080125 | 0.080125 | 0.080125 | 0.080125 | 0.080125 | 0.080125 | 0.080125 | 0.080125 | 0.080125 | 0.080125 | 0.080125 | 0.080125 | 0.080125 | 0.080125 | 0.080125 | 0.080125 | 0.080125 | 0.080125 | 0.080125 | 0.080125 | 0.080125 | 0.080125 | 0.080125 | 0.080125 | 0.080125 | 0.080125 | 0.080125 | 0.080125 | 0.080125 | 0.080125
| Reference | Minerals | Cement | CO2 | MMT CO2e | 1.2567 | 1.2567 | 1.2567 | 1.2567 | 1.2567 | 1.2567 | 1.2567 | 1.2567 | 1.2567 | 1.2567 | 1.2567 | 1.2567 | 1.2567 | 1.2567 | 1.2567 | 1.2567 | 1.2567 | 1.2567 | 1.2567 | 1.2567 | 1.2567 | 1.2567 | 1.2567 | 1.2567 | 1.2567 | 1.2567 | 1.2567 | 1.2567 | 1.2567 | 1.2567 | 1.2567
| Reference | Minerals | Other Process Uses of Carbonates | CO2 | MMT CO2e | 0.33336 | 0.33336 | 0.33336 | 0.33336 | 0.33336 | 0.33336 | 0.33336 | 0.33336 | 0.33336 | 0.33336 | 0.33336 | 0.33336 | 0.33336 | 0.33336 | 0.33336 | 0.33336 | 0.33336 | 0.33336 | 0.33336 | 0.33336 | 0.33336 | 0.33336 | 0.33336 | 0.33336 | 0.33336 | 0.33336 | 0.33336 | 0.33336 | 0.33336 | 0.33336 | 0.33336
| Reference | Minerals | Soda Ash | CO2 | MMT CO2e | 0.11607 | 0.11607 | 0.11607 | 0.11607 | 0.11607 | 0.11607 | 0.11607 | 0.11607 | 0.11607 | 0.11607 | 0.11607 | 0.11607 | 0.11607 | 0.11607 | 0.11607 | 0.11607 | 0.11607 | 0.11607 | 0.11607 | 0.11607 | 0.11607 | 0.11607 | 0.11607 | 0.11607 | 0.11607 | 0.11607 | 0.11607 | 0.11607 | 0.11607 | 0.11607 | 0.11607
| Reference | Product Use | Nitrous Oxide | N2O | MMT CO2e | 0.000743 | 0.000743 | 0.000743 | 0.000743 | 0.000743 | 0.000743 | 0.000743 | 0.000743 | 0.000743 | 0.000743 | 0.000743 | 0.000743 | 0.000743 | 0.000743 | 0.000743 | 0.000743 | 0.000743 | 0.000743 | 0.000743 | 0.000743 | 0.000743 | 0.000743 | 0.000743 | 0.000743 | 0.000743 | 0.000743 | 0.000743 | 0.000743 | 0.000743 | 0.000743 | 0.000743
| Reference | Electricity Transmission | Electricity Transmission | SF6 | MMT CO2e | 0.12796 | 0.12796 | 0.12796 | 0.12796 | 0.12796 | 0.12796 | 0.12796 | 0.12796 | 0.12796 | 0.12796 | 0.12796 | 0.12796 | 0.12796 | 0.12796 | 0.12796 | 0.12796 | 0.12796 | 0.12796 | 0.12796 | 0.12796 | 0.12796 | 0.12796 | 0.12796 | 0.12796 | 0.12796 | 0.12796 | 0.12796 | 0.12796 | 0.12796 | 0.12796 | 0.12796
| Mitigation | Electronics | Semiconductor Industry | HFCs | MMT CO2e | 0.0012072 | 0.001184 | 0.0011609 | 0.0011377 | 0.0011145 | 0.0010914 | 0.00107 | 0.0010486 | 0.0010272 | 0.0010058 | 0.00098438 | 0.0010061 | 0.0010278 | 0.0010495 | 0.0010712 | 0.0010929 | 0.0011139 | 0.0011348 | 0.0011558 | 0.0011768 | 0.0011977 | 0.0012181 | 0.0012385 | 0.0012588 | 0.0012792 | 0.0012996 | 0.00132 | 0.0013404 | 0.0013608 | 0.0013813 | 0.0014017
| Mitigation | Electronics | Semiconductor Industry | N2O | MMT CO2e | 0.023773 | 0.023316 | 0.02286 | 0.022404 | 0.021948 | 0.021492 | 0.021071 | 0.020649 | 0.020228 | 0.019806 | 0.019385 | 0.019813 | 0.02024 | 0.020668 | 0.021095 | 0.021523 | 0.021935 | 0.022348 | 0.022761 | 0.023173 | 0.023586 | 0.023987 | 0.024388 | 0.02479 | 0.025191 | 0.025592 | 0.025994 | 0.026396 | 0.026798 | 0.0272 | 0.027602
| Mitigation | Electronics | Semiconductor Industry | NF3 | MMT CO2e | 0.010139 | 0.009944 | 0.0097495 | 0.009555 | 0.0093604 | 0.0091659 | 0.0089862 | 0.0088065 | 0.0086268 | 0.008447 | 0.0082673 | 0.0084497 | 0.008632 | 0.0088143 | 0.0089967 | 0.009179 | 0.009355 | 0.009531 | 0.009707 | 0.009883 | 0.010059 | 0.01023 | 0.010401 | 0.010572 | 0.010743 | 0.010915 | 0.011086 | 0.011257 | 0.011429 | 0.0116 | 0.011772
| Mitigation | Electronics | Semiconductor Industry | PFCs | MMT CO2e | 0.081228 | 0.079669 | 0.07811 | 0.076552 | 0.074993 | 0.073435 | 0.071995 | 0.070555 | 0.069115 | 0.067675 | 0.066236 | 0.067697 | 0.069157 | 0.070618 | 0.072079 | 0.07354 | 0.07495 | 0.07636 | 0.07777 | 0.07918 | 0.08059 | 0.081961 | 0.083332 | 0.084703 | 0.086073 | 0.087444 | 0.088818 | 0.090192 | 0.091566 | 0.09294 | 0.094313
| Mitigation | Electronics | Semiconductor Industry | SF6 | MMT CO2e | 0.00096311 | 0.00094463 | 0.00092615 | 0.00090767 | 0.00088919 | 0.00087071 | 0.00085364 | 0.00083657 | 0.00081949 | 0.00080242 | 0.00078535 | 0.00080267 | 0.00081999 | 0.00083731 | 0.00085464 | 0.00087196 | 0.00088868 | 0.00090539 | 0.00092211 | 0.00093883 | 0.00095555 | 0.0009718 | 0.00098806 | 0.0010043 | 0.0010206 | 0.0010368 | 0.0010531 | 0.0010694 | 0.0010857 | 0.001102 | 0.0011183
| Mitigation | Metals | Aluminum | CO2 | MMT CO2e | 0.22394 | 0.22394 | 0.22394 | 0.22394 | 0.22394 | 0.22394 | 0.22394 | 0.22394 | 0.22394 | 0.22394 | 0.22394 | 0.22394 | 0.22394 | 0.22394 | 0.22394 | 0.22394 | 0.22394 | 0.22394 | 0.22394 | 0.22394 | 0.22394 | 0.22394 | 0.22394 | 0.22394 | 0.22394 | 0.22394 | 0.22394 | 0.22394 | 0.22394 | 0.22394 | 0.22394
| Mitigation | Metals | Aluminum | PFCs | MMT CO2e | 0.020506 | 0.020198 | 0.019891 | 0.019583 | 0.019275 | 0.018967 | 0.018719 | 0.01847 | 0.018222 | 0.017974 | 0.017726 | 0.017743 | 0.01776 | 0.017777 | 0.017793 | 0.01781 | 0.017889 | 0.017968 | 0.018048 | 0.018127 | 0.018206 | 0.018348 | 0.018489 | 0.018631 | 0.018773 | 0.018915 | 0.019121 | 0.019327 | 0.019532 | 0.019738 | 0.019944
| Mitigation | Metals | Ferroalloys | CH4 | MMT CO2e | 0 | 0 | 0 | 0 | 0 | 0 | 0 | 0 | 0 | 0 | 0 | 0 | 0 | 0 | 0 | 0 | 0 | 0 | 0 | 0 | 0 | 0 | 0 | 0 | 0 | 0 | 0 | 0 | 0 | 0 | 0
| Mitigation | Metals | Ferroalloys | CO2 | MMT CO2e | 0 | 0 | 0 | 0 | 0 | 0 | 0 | 0 | 0 | 0 | 0 | 0 | 0 | 0 | 0 | 0 | 0 | 0 | 0 | 0 | 0 | 0 | 0 | 0 | 0 | 0 | 0 | 0 | 0 | 0 | 0
| Mitigation | Metals | Iron and Steel | CH4 | MMT CO2e | 1.2e-05 | 1.2e-05 | 1.2e-05 | 1.2e-05 | 1.2e-05 | 1.2e-05 | 1.2e-05 | 1.2e-05 | 1.2e-05 | 1.2e-05 | 1.2e-05 | 1.2e-05 | 1.2e-05 | 1.2e-05 | 1.2e-05 | 1.2e-05 | 1.2e-05 | 1.2e-05 | 1.2e-05 | 1.2e-05 | 1.2e-05 | 1.2e-05 | 1.2e-05 | 1.2e-05 | 1.2e-05 | 1.2e-05 | 1.2e-05 | 1.2e-05 | 1.2e-05 | 1.2e-05 | 1.2e-05
| Mitigation | Metals | Iron and Steel | CO2 | MMT CO2e | 0.06508 | 0.06508 | 0.06508 | 0.06508 | 0.06508 | 0.06508 | 0.06508 | 0.06508 | 0.06508 | 0.06508 | 0.06508 | 0.063128 | 0.061175 | 0.059223 | 0.05727 | 0.055318 | 0.053366 | 0.051413 | 0.049461 | 0.047508 | 0.045556 | 0.043604 | 0.041651 | 0.039699 | 0.037746 | 0.035794 | 0.033842 | 0.031889 | 0.029937 | 0.027984 | 0.006508
| Mitigation | Metals | Lead | CO2 | MMT CO2e | 0.080125 | 0.080125 | 0.080125 | 0.080125 | 0.080125 | 0.080125 | 0.080125 | 0.080125 | 0.080125 | 0.080125 | 0.080125 | 0.080125 | 0.080125 | 0.080125 | 0.080125 | 0.080125 | 0.080125 | 0.080125 | 0.080125 | 0.080125 | 0.080125 | 0.080125 | 0.080125 | 0.080125 | 0.080125 | 0.080125 | 0.080125 | 0.080125 | 0.080125 | 0.080125 | 0.080125
| Mitigation | Minerals | Cement | CO2 | MMT CO2e | 1.2567 | 1.2567 | 1.2567 | 1.2567 | 1.2567 | 1.2567 | 1.2567 | 1.2567 | 1.2567 | 1.2567 | 1.2567 | 1.219 | 1.1813 | 1.1436 | 1.1059 | 1.0682 | 1.0305 | 0.99283 | 0.95512 | 0.91742 | 0.87972 | 0.84202 | 0.80432 | 0.76661 | 0.72891 | 0.69121 | 0.65351 | 0.6158 | 0.5781 | 0.5404 | 0.12567
| Mitigation | Minerals | Other Process Uses of Carbonates | CO2 | MMT CO2e | 0.33336 | 0.33336 | 0.33336 | 0.33336 | 0.33336 | 0.33336 | 0.33336 | 0.33336 | 0.33336 | 0.33336 | 0.33336 | 0.33336 | 0.33336 | 0.33336 | 0.33336 | 0.33336 | 0.33336 | 0.33336 | 0.33336 | 0.33336 | 0.33336 | 0.33336 | 0.33336 | 0.33336 | 0.33336 | 0.33336 | 0.33336 | 0.33336 | 0.33336 | 0.33336 | 0.33336
| Mitigation | Minerals | Soda Ash | CO2 | MMT CO2e | 0.11607 | 0.11607 | 0.11607 | 0.11607 | 0.11607 | 0.11607 | 0.11607 | 0.11607 | 0.11607 | 0.11607 | 0.11607 | 0.11607 | 0.11607 | 0.11607 | 0.11607 | 0.11607 | 0.11607 | 0.11607 | 0.11607 | 0.11607 | 0.11607 | 0.11607 | 0.11607 | 0.11607 | 0.11607 | 0.11607 | 0.11607 | 0.11607 | 0.11607 | 0.11607 | 0.11607
| Mitigation | Product Use | Nitrous Oxide | N2O | MMT CO2e | 0.000743 | 0.000743 | 0.000743 | 0.000743 | 0.000743 | 0.000743 | 0.000743 | 0.000743 | 0.000743 | 0.000743 | 0.000743 | 0.000743 | 0.000743 | 0.000743 | 0.000743 | 0.000743 | 0.000743 | 0.000743 | 0.000743 | 0.000743 | 0.000743 | 0.000743 | 0.000743 | 0.000743 | 0.000743 | 0.000743 | 0.000743 | 0.000743 | 0.000743 | 0.000743 | 0.000743
| Mitigation | Electricity Transmission | Electricity Transmission | SF6 | MMT CO2e | 0.12796 | 0.12796 | 0.12796 | 0.12796 | 0.12796 | 0.12796 | 0.12796 | 0.12796 | 0.12796 | 0.12796 | 0.12796 | 0.12796 | 0.12796 | 0.12796 | 0.12796 | 0.12796 | 0.12796 | 0.12796 | 0.12796 | 0.12796 | 0.12796 | 0.12796 | 0.12796 | 0.12796 | 0.12796 | 0.12796 | 0.12796 | 0.12796 | 0.12796 | 0.12796 | 0.12796
Reference
Industrial process emissions are expected to decline over time, for example in production of cement, ferroalloys, glass, iron, and steel
Note: “Other Process Uses of Carbonates” includes flux stone use, flue gas desulfurization,
magnesium production, acid neutralization, and sugar refining.
Scenarios 1-4
• Largest reductions come from other process uses of carbonates, which are assumed to decline
based on continuation of historical trend national EPA GHG inventory
• Process emissions from cement are captured with CCS
- 100% of cement facilities have CCS by 2050
• Aluminum Production and Semiconductor Manufacturing non-CO2emissions are reduced based on incorporation of mitigation potential from EPA non-CO2 report
Note: “Other Process Uses of Carbonates” includes flux stone use, flue gas desulfurization,
magnesium production, acid neutralization, and sugar refining.

## Low Carbon Fuel_Snapshot
Low Carbon Fuel Snapshot
Summary of use of low-carbon fuels in 2030 and 2050, by scenario and sector.
Note: 2020 is a modeled year, reflecting historical trends.
Results on this tab do not include hydrogen demand in the electric generation sector [i.e., hydrogen combusted in power plants]
For more detailed energy consumption by scenario, sector, and fuel see energy by fuel tabs for each scenario
|  | 2030 | 2050 | 2030 | 2050 | 2030 | 2050 | 2030 | 2050
| Fuel | AP Recommendations | AP Recommendations | Strategic Use of Low-Carbon Fuels | Strategic Use of Low-Carbon Fuels | Accelerated Transition Away from Combustion | Accelerated Transition Away from Combustion | Beyond 85% Reductions | Beyond 85% Reductions
| Wood and Waste | 50.5508 | 37.091 | 47.1453 | 34.3427 | 47.3929 | 34.367 | 47.3929 | 34.367
| Renewable Gasoline | 0 | 0 | 0 | 0 | 0 | 0 | 0 | 0
| Renewable Distillate | 24.202 | 29.1946 | 181.1399 | 25.9229 | 15.0628 | 0.30662 | 32.2576 | 17.7038
| Renewable Jet Fuel | 0 | 114.0232 | 0 | 114.0232 | 0 | 0 | 0 | 56.4428
| Renewable Natural Gas | 121.7963 | 86.1664 | 59.6944 | 22.767 | 25.7592 | 21.6631 | 43.9247 | 21.663
| Hydrogen | 7.6079 | 96.0289 | 26.9903 | 147.557 | 3.1971 | 68.9486 | 16.9987 | 88.3325
| Total | 41.2523 | 89.9877 | 270.4474 | 320.9807 | 41.2523 | 89.9877 | 89.1165 | 190.7074
Note: for illustrating the total use of biogenic distillate, we include biodiesel in the renewable distillate row. This includes only the equivalent of 100% biodiesel (e.g., if a B20 blend is used for 100 Tbtu of diesel, we show 20 Tbtu of biodiesel as biogenic in this graphic). Biodiesel is a small portion of the overall biogenic diesel usage.
Note: Although ethanol is blended with fossil gasoline to produce motor gasoline blends, since these are existing federal policies and not incremental biofuel feedstocks, we do not include ethanol in the renewable gasoline row

## All_Energy by Fuel
Final Energy Demand by Fuel
Final energy demand by fuel and scenario. Results on this tab do not include primary energy demand for electricity generation, synthetic fuel production, or electrolysis (primary energy demand means the input fuel burned by the generators to produce electricity)
Note: 2020 is a modeled year, reflecting historical trends.
Final Energy by Fuel by Sector (Tbtu)
| Scenario | Graphing Fuel | 2020 | 2021 | 2022 | 2023 | 2024 | 2025 | 2026 | 2027 | 2028 | 2029 | 2030 | 2031 | 2032 | 2033 | 2034 | 2035 | 2036 | 2037 | 2038 | 2039 | 2040 | 2041 | 2042 | 2043 | 2044 | 2045 | 2046 | 2047 | 2048 | 2049 | 2050
| Reference | Electricity | 505.4772 | 500.9972 | 495.6154 | 489.7895 | 483.3166 | 477.1184 | 474.876 | 473.0379 | 471.7372 | 471.0727 | 471.0277 | 471.565 | 472.5394 | 473.9538 | 475.792 | 478.0801 | 480.7993 | 483.9629 | 487.5145 | 491.4639 | 495.7838 | 500.3957 | 505.269 | 510.2719 | 515.5393 | 520.9507 | 526.5041 | 532.1724 | 537.9333 | 543.5429 | 549.2643
| Reference | Natural Gas | 928.0782 | 930.3903 | 932.1964 | 934.1364 | 935.5218 | 935.8441 | 938.3971 | 940.7314 | 943.1454 | 945.7803 | 948.0735 | 950.2761 | 952.3256 | 954.2075 | 955.9588 | 957.789 | 959.3526 | 960.9043 | 962.469 | 964.009 | 966.013 | 967.8551 | 970.1678 | 972.0686 | 975.037 | 977.559 | 980.4975 | 983.6033 | 986.4987 | 989.587 | 992.6552
| Reference | Renewable Natural Gas | 0 | 0 | 0 | 0 | 0 | 0 | 0 | 0 | 0 | 0 | 0 | 0 | 0 | 0 | 0 | 0 | 0 | 0 | 0 | 0 | 0 | 0 | 0 | 0 | 0 | 0 | 0 | 0 | 0 | 0 | 0
| Reference | Gasoline | 727.8258 | 720.6358 | 712.108 | 702.4785 | 691.3529 | 678.3235 | 665.1521 | 651.6228 | 637.3866 | 622.5562 | 607.2485 | 591.877 | 576.8936 | 562.0884 | 547.5257 | 533.301 | 519.4976 | 506.1617 | 493.4198 | 481.3007 | 469.9307 | 459.2086 | 449.2336 | 440.141 | 431.5328 | 423.1296 | 415.1392 | 407.4344 | 399.7312 | 393.6329 | 387.0689
| Reference | Renewable Gasoline | 0 | 0 | 0 | 0 | 0 | 0 | 0 | 0 | 0 | 0 | 0 | 0 | 0 | 0 | 0 | 0 | 0 | 0 | 0 | 0 | 0 | 0 | 0 | 0 | 0 | 0 | 0 | 0 | 0 | 0 | 0
| Reference | Distillate | 381.2942 | 374.2066 | 363.9182 | 355.4609 | 346.3483 | 329.9672 | 320.2555 | 310.1952 | 300.0886 | 289.9866 | 270.1003 | 261.1151 | 252.4288 | 244.1162 | 236.2181 | 228.8043 | 221.8694 | 215.4811 | 209.6606 | 204.4319 | 199.8298 | 195.7806 | 192.2916 | 189.3161 | 186.8297 | 184.6672 | 182.8552 | 181.3278 | 179.985 | 179 | 178.1503
| Reference | Renewable Distillate | 5.6699 | 5.5165 | 7.6498 | 7.36 | 7.0441 | 13.4147 | 12.7116 | 11.9814 | 11.2529 | 10.5322 | 19.6281 | 18.283 | 17.0029 | 15.7937 | 14.661 | 13.6133 | 12.6458 | 11.7659 | 10.9757 | 10.276 | 9.6726 | 9.1519 | 8.718 | 8.3511 | 8.0625 | 7.8226 | 7.6337 | 7.4848 | 7.3642 | 7.2714 | 7.1996
| Reference | Jet Fuel | 104.3481 | 104.657 | 104.9668 | 105.2775 | 105.5891 | 105.9017 | 106.2151 | 106.5295 | 106.8449 | 107.1611 | 107.4783 | 107.7964 | 108.1155 | 108.4355 | 108.7565 | 109.0784 | 109.4013 | 109.7251 | 110.0499 | 110.3757 | 110.7024 | 111.0301 | 111.3587 | 111.6883 | 112.0189 | 112.3505 | 112.6831 | 113.0166 | 113.3511 | 113.6866 | 114.0232
| Reference | Renewable Jet Fuel | 0 | 0 | 0 | 0 | 0 | 0 | 0 | 0 | 0 | 0 | 0 | 0 | 0 | 0 | 0 | 0 | 0 | 0 | 0 | 0 | 0 | 0 | 0 | 0 | 0 | 0 | 0 | 0 | 0 | 0 | 0
| Reference | Other Petroleum | 61.4123 | 60.9122 | 60.34 | 59.7387 | 59.1048 | 58.4474 | 58.2403 | 58.0227 | 57.8475 | 57.7172 | 57.6057 | 57.5308 | 57.4826 | 57.4595 | 57.4617 | 57.4983 | 57.559 | 57.6545 | 57.7833 | 57.9461 | 58.1699 | 58.4317 | 58.747 | 59.0772 | 59.4668 | 59.8548 | 60.2654 | 60.6874 | 61.1048 | 61.5322 | 61.963
| Reference | Coal | 9.4401 | 9.1668 | 8.9005 | 8.6408 | 8.3876 | 8.1408 | 8.028 | 7.917 | 7.8078 | 7.7004 | 7.5948 | 7.4909 | 7.3886 | 7.2881 | 7.1891 | 7.0918 | 6.9961 | 6.9019 | 6.8092 | 6.718 | 6.6282 | 6.54 | 6.4531 | 6.3676 | 6.2835 | 6.2007 | 6.1192 | 6.039 | 5.9601 | 5.8825 | 5.8061
| Reference | Wood and Waste | 63.4662 | 62.121 | 60.8305 | 59.6205 | 58.4788 | 57.3986 | 57.3149 | 57.2695 | 57.2566 | 57.2726 | 57.2975 | 57.3407 | 57.3949 | 57.458 | 57.5282 | 57.6083 | 57.6874 | 57.7679 | 57.8476 | 57.924 | 58.005 | 58.0746 | 58.1473 | 58.2043 | 58.2811 | 58.3461 | 58.421 | 58.5029 | 58.584 | 58.6744 | 58.7695
| Reference | Hydrogen | 3.0718e-05 | 2.7988e-05 | 2.5406e-05 | 2.2945e-05 | 2.0585e-05 | 1.8346e-05 | 1.6226e-05 | 1.4228e-05 | 1.2327e-05 | 1.0498e-05 | 8.723e-06 | 7.0719e-06 | 5.6482e-06 | 4.4505e-06 | 3.4647e-06 | 2.6676e-06 | 2.0382e-06 | 1.5456e-06 | 1.1589e-06 | 8.6285e-07 | 6.3718e-07 | 4.6242e-07 | 3.3039e-07 | 2.2954e-07 | 1.5266e-07 | 9.1775e-08 | 5.706e-08 | 2.8016e-08 | 6.3765e-09 | 0 | 0
| AP Recommendations | Electricity | 504.5026 | 500.3416 | 495.6123 | 490.9952 | 487.3002 | 484.2872 | 485.0299 | 487.6425 | 492.1019 | 498.0489 | 512.146 | 534.761 | 558.8053 | 583.9829 | 610.6203 | 637.4043 | 661.5505 | 684.8873 | 707.8602 | 730.7761 | 752.5512 | 774.2999 | 795.1255 | 814.73 | 833.3885 | 850.841 | 865.4313 | 877.7802 | 889.7037 | 900.1785 | 909.7431
| AP Recommendations | Natural Gas | 929.4412 | 926.5822 | 909.981 | 889.507 | 867.0389 | 841.4132 | 816.5252 | 790.7594 | 764.7286 | 736.5779 | 690.1788 | 644.5309 | 598.4817 | 550.2516 | 503.6731 | 455.3395 | 410.3904 | 365.8607 | 323.8394 | 284.4682 | 247.3919 | 196.7531 | 153.2993 | 117.0096 | 86.8956 | 62.7258 | 43.3059 | 28.0703 | 16.2236 | 6.9908 | 0
| AP Recommendations | Renewable Natural Gas | 0 | 0 | 15.4234 | 30.6727 | 45.6336 | 60.1009 | 74.2296 | 87.8622 | 101.0019 | 113.3197 | 121.7963 | 127.3624 | 131.374 | 133.2908 | 133.8878 | 132.1953 | 129.597 | 125.2275 | 119.7762 | 113.3894 | 106.0251 | 115.5534 | 120.4495 | 121.7855 | 119.9987 | 116.4908 | 111.358 | 105.5979 | 99.6594 | 92.8774 | 86.1664
| AP Recommendations | Gasoline | 728.466 | 721.6557 | 710.9216 | 699.1415 | 685.6254 | 670.511 | 653.6613 | 633.6147 | 610.1827 | 583.6059 | 554.6307 | 520.0926 | 484.2663 | 446.6274 | 408.144 | 370.1248 | 337.1994 | 305.345 | 274.6938 | 245.5828 | 218.2515 | 193.1087 | 169.908 | 149.1188 | 130.0686 | 112.4167 | 97.1668 | 83.4044 | 70.6979 | 60.9798 | 51.8027
| AP Recommendations | Renewable Gasoline | 0 | 0 | 0 | 0 | 0 | 0 | 0 | 0 | 0 | 0 | 0 | 0 | 0 | 0 | 0 | 0 | 0 | 0 | 0 | 0 | 0 | 0 | 0 | 0 | 0 | 0 | 0 | 0 | 0 | 0 | 0
| AP Recommendations | Distillate | 386.6682 | 377.5339 | 358.7004 | 346.6034 | 334.0337 | 314.0701 | 300.3517 | 286.0368 | 271.5096 | 256.2745 | 232.6562 | 216.6082 | 200.9409 | 185.4755 | 170.5957 | 156.08 | 142.6618 | 129.8557 | 117.7225 | 106.457 | 99.7541 | 80.3263 | 63.4701 | 49.0946 | 36.8759 | 26.6908 | 18.7812 | 12.3196 | 7.1224 | 3.0744 | 0
| AP Recommendations | Renewable Distillate | 0 | 0 | 8.7775 | 9.5654 | 10.2563 | 17.2083 | 17.2049 | 17.0672 | 16.8302 | 16.4402 | 24.202 | 23.699 | 23.0578 | 22.2414 | 21.3724 | 20.3658 | 19.3624 | 18.284 | 17.1823 | 16.1123 | 11.0838 | 18.842 | 24.6828 | 28.8333 | 31.4128 | 32.6221 | 33.3887 | 33.3085 | 32.4464 | 31.0853 | 29.1946
| AP Recommendations | Jet Fuel | 104.3481 | 104.657 | 104.9668 | 105.2775 | 105.5891 | 105.9017 | 106.2151 | 106.5295 | 106.8449 | 107.1611 | 107.4783 | 104.5626 | 101.6286 | 98.6763 | 95.7057 | 92.7167 | 89.7091 | 86.6829 | 83.6379 | 80.5742 | 77.4917 | 69.9489 | 62.3609 | 54.7273 | 47.0479 | 39.3227 | 31.5513 | 23.7335 | 15.8692 | 7.9581 | 0
| AP Recommendations | Renewable Jet Fuel | 0 | 0 | 0 | 0 | 0 | 0 | 0 | 0 | 0 | 0 | 0 | 3.2339 | 6.4869 | 9.7592 | 13.0508 | 16.3618 | 19.6922 | 23.0423 | 26.412 | 29.8014 | 33.2107 | 41.0811 | 48.9978 | 56.961 | 64.971 | 73.0278 | 81.1318 | 89.2831 | 97.482 | 105.7286 | 114.0232
| AP Recommendations | Other Petroleum | 61.4429 | 60.5481 | 59.5462 | 58.3259 | 57.0149 | 55.5133 | 54.1908 | 52.7645 | 51.3004 | 49.7211 | 48.1052 | 46.5267 | 45.0046 | 43.5007 | 42.1105 | 40.7532 | 39.5133 | 38.3317 | 37.2406 | 36.2631 | 35.372 | 34.6048 | 33.9333 | 33.3503 | 32.8505 | 32.423 | 32.0623 | 31.7553 | 31.5115 | 31.32 | 31.1764
| AP Recommendations | Coal | 9.4401 | 9.1558 | 8.8786 | 8.6085 | 8.3451 | 8.0885 | 7.9148 | 7.7447 | 7.5784 | 7.4156 | 7.2563 | 7.0611 | 6.8701 | 6.6831 | 6.5 | 6.3209 | 6.1456 | 5.974 | 5.8062 | 5.6419 | 5.4811 | 5.3238 | 5.1698 | 5.0192 | 4.8718 | 4.7276 | 4.5865 | 4.4485 | 4.3135 | 4.1814 | 4.0521
| AP Recommendations | Wood and Waste | 63.4707 | 61.9342 | 60.4246 | 58.8656 | 57.3292 | 55.7383 | 54.7728 | 53.7797 | 52.7618 | 51.6701 | 50.5508 | 49.4992 | 48.4809 | 47.4729 | 46.5313 | 45.6069 | 44.747 | 43.9145 | 43.1288 | 42.4009 | 41.7072 | 41.0663 | 40.4667 | 39.9085 | 39.3928 | 38.918 | 38.4838 | 38.085 | 37.7241 | 37.3943 | 37.091
| AP Recommendations | Hydrogen | 3.0721e-05 | 0.20525 | 0.46966 | 0.78895 | 1.1598 | 1.7195 | 2.3594 | 3.32 | 4.3979 | 5.9405 | 7.6079 | 10.0894 | 12.5973 | 16.091 | 19.5983 | 24.3207 | 28.9691 | 34.9039 | 40.7619 | 47.4192 | 53.9673 | 60.5029 | 66.9073 | 72.3402 | 77.6455 | 81.5956 | 85.2451 | 87.7296 | 90.1013 | 93.134 | 96.0289
| Accelerated Transition Away from Combustion | Electricity | 504.3644 | 498.9956 | 493.0804 | 487.5597 | 485.7812 | 485.9499 | 490.8381 | 515.3796 | 540.261 | 551.5497 | 565.899 | 590.3247 | 615.4713 | 641.4181 | 667.8029 | 694.3951 | 717.9275 | 741.3853 | 764.3268 | 786.3656 | 807.3073 | 827.2424 | 845.9958 | 863.3388 | 879.4591 | 894.2615 | 906.3286 | 917.1622 | 926.9181 | 935.8422 | 944.5939
| Accelerated Transition Away from Combustion | Natural Gas | 926.2551 | 920.0886 | 914.1409 | 901.1931 | 881.2785 | 856.0628 | 826.8104 | 761.2155 | 696.1819 | 658.569 | 615.5402 | 574.0223 | 531.1062 | 487.5116 | 443.4162 | 399.2014 | 355.7317 | 313.6528 | 273.2178 | 234.8815 | 199.3999 | 164.5912 | 133.4417 | 105.9979 | 82.0056 | 61.2975 | 43.632 | 28.6193 | 15.8225 | 4.9542 | 0
| Accelerated Transition Away from Combustion | Renewable Natural Gas | 2.069 | 3.0863 | 4.0931 | 8.1073 | 11.9473 | 15.5461 | 18.8566 | 20.934 | 22.4457 | 24.3814 | 25.7592 | 25.7578 | 25.7552 | 25.7512 | 25.7453 | 25.7373 | 25.7275 | 25.7164 | 25.7046 | 25.6927 | 25.6816 | 25.6647 | 25.65 | 25.6404 | 25.6397 | 25.6546 | 25.648 | 25.6571 | 25.6907 | 25.7676 | 21.6631
| Accelerated Transition Away from Combustion | Gasoline | 728.3907 | 721.1714 | 709.6798 | 696.2696 | 681.0415 | 662.9513 | 642.2429 | 581.4348 | 525.1798 | 501.685 | 474.4399 | 441.808 | 408.9929 | 375.9629 | 342.9341 | 310.187 | 281.8659 | 252.6065 | 223.7396 | 196.5201 | 171.2731 | 148.4527 | 127.7918 | 109.7491 | 93.6075 | 78.9223 | 66.5714 | 55.5344 | 45.31 | 37.8018 | 30.5602
| Accelerated Transition Away from Combustion | Renewable Gasoline | 0 | 0 | 0 | 0 | 0 | 0 | 0 | 0 | 0 | 0 | 0 | 0 | 0 | 0 | 0 | 0 | 0 | 0 | 0 | 0 | 0 | 0 | 0 | 0 | 0 | 0 | 0 | 0 | 0 | 0 | 0
| Accelerated Transition Away from Combustion | Distillate | 380.7463 | 371.1901 | 358.2348 | 346.5133 | 333.96 | 314.2895 | 300.4495 | 286.8439 | 272.1277 | 256.3442 | 232.744 | 217.0404 | 201.3042 | 185.6261 | 170.0772 | 154.8368 | 140.4533 | 126.7217 | 113.6688 | 101.5213 | 90.1865 | 78.9777 | 68.5782 | 59.1584 | 50.4826 | 42.5196 | 36.4081 | 30.9329 | 25.9005 | 21.511 | 17.5503
| Accelerated Transition Away from Combustion | Renewable Distillate | 5.6641 | 5.4499 | 7.4658 | 7.0642 | 6.6317 | 12.337 | 11.3625 | 10.4427 | 9.4796 | 8.491 | 15.0628 | 13.4046 | 11.8354 | 10.3774 | 9.0243 | 7.7813 | 6.6431 | 5.6192 | 4.7036 | 3.8996 | 3.2034 | 2.6092 | 2.1115 | 1.6992 | 1.36 | 1.0815 | 0.85567 | 0.67134 | 0.52118 | 0.40145 | 0.30662
| Accelerated Transition Away from Combustion | Jet Fuel | 104.3481 | 104.657 | 104.9668 | 105.2775 | 105.5891 | 105.9017 | 106.2151 | 106.5295 | 106.8449 | 107.1611 | 107.4783 | 107.7964 | 108.1155 | 108.4355 | 108.7565 | 109.0784 | 109.4013 | 109.7251 | 110.0499 | 110.3757 | 110.7024 | 111.0301 | 111.3587 | 111.6883 | 112.0189 | 112.3505 | 112.6831 | 113.0166 | 113.3511 | 113.6866 | 114.0232
| Accelerated Transition Away from Combustion | Renewable Jet Fuel | 0 | 0 | 0 | 0 | 0 | 0 | 0 | 0 | 0 | 0 | 0 | 0 | 0 | 0 | 0 | 0 | 0 | 0 | 0 | 0 | 0 | 0 | 0 | 0 | 0 | 0 | 0 | 0 | 0 | 0 | 0
| Accelerated Transition Away from Combustion | Other Petroleum | 61.3969 | 60.501 | 59.4477 | 58.179 | 56.7569 | 55.1704 | 53.6442 | 52.3053 | 50.7462 | 49.0034 | 47.2668 | 45.414 | 43.6243 | 41.917 | 40.2842 | 38.7333 | 37.2624 | 35.8862 | 34.5963 | 33.399 | 32.3074 | 31.3212 | 30.4353 | 29.6393 | 28.9216 | 28.2705 | 27.6809 | 27.1437 | 26.6551 | 26.2139 | 25.8154
| Accelerated Transition Away from Combustion | Coal | 9.4401 | 9.1558 | 8.8786 | 8.6085 | 8.3451 | 8.0885 | 7.8384 | 7.5947 | 7.3572 | 7.1257 | 6.9002 | 6.6203 | 6.3466 | 6.079 | 5.8175 | 5.5618 | 5.3119 | 5.0677 | 4.829 | 4.5958 | 4.3679 | 4.1453 | 3.9278 | 3.7154 | 3.5079 | 3.3052 | 3.1074 | 2.9142 | 2.7256 | 2.5414 | 2.3617
| Accelerated Transition Away from Combustion | Wood and Waste | 63.44 | 61.6006 | 59.7607 | 57.8784 | 55.9831 | 54.054 | 52.7198 | 51.5644 | 50.2588 | 48.8244 | 47.3929 | 46.3497 | 45.3435 | 44.3855 | 43.4697 | 42.5986 | 41.7684 | 40.9848 | 40.2434 | 39.5459 | 38.8908 | 38.2764 | 37.7032 | 37.1692 | 36.6723 | 36.2105 | 35.7836 | 35.3883 | 35.0223 | 34.6833 | 34.367
| Accelerated Transition Away from Combustion | Hydrogen | 0.036203 | 0.081199 | 0.14895 | 0.25578 | 0.38981 | 0.58801 | 0.84201 | 1.2253 | 1.7238 | 2.3926 | 3.1971 | 6.2867 | 9.3986 | 12.6272 | 15.8505 | 19.1714 | 22.3962 | 25.681 | 28.8671 | 32.028 | 35.0613 | 40.5726 | 45.6714 | 50.2725 | 54.4536 | 58.1069 | 61.1739 | 63.7209 | 65.8429 | 67.6084 | 68.9486
| Beyond 85% Reductions | Electricity | 504.3644 | 498.9956 | 493.0663 | 487.5172 | 485.6877 | 485.7644 | 490.492 | 514.4617 | 538.5991 | 549.3146 | 562.9352 | 586.619 | 610.9053 | 635.8643 | 661.1333 | 686.4854 | 709.3234 | 732.0643 | 754.2973 | 775.6649 | 795.9847 | 816.9055 | 836.7156 | 855.1959 | 872.5192 | 888.578 | 901.9584 | 914.1517 | 925.3032 | 935.7 | 945.9435
| Beyond 85% Reductions | Natural Gas | 928.3241 | 922.8073 | 910.3714 | 894.1849 | 871.1739 | 842.8427 | 810.711 | 743.14 | 676.5743 | 632.4546 | 583.5705 | 530.8908 | 478.9859 | 428.5649 | 379.817 | 333.0808 | 289.0436 | 248.1443 | 210.4703 | 176.2312 | 145.806 | 110.9381 | 82.519 | 59.3642 | 41.2989 | 27.7946 | 17.7398 | 10.5706 | 5.5061 | 2.0797 | 0
| Beyond 85% Reductions | Renewable Natural Gas | 0 | 0 | 7.1362 | 14.1293 | 20.813 | 27.0638 | 32.8033 | 36.3775 | 38.9567 | 41.9638 | 43.9247 | 54.4353 | 62.8534 | 69.1876 | 73.4252 | 75.6073 | 75.9104 | 74.5401 | 71.6615 | 67.5187 | 62.4883 | 65.1541 | 64.8363 | 61.7872 | 57.0318 | 51.6185 | 45.6166 | 39.7656 | 33.8232 | 27.6303 | 21.663
| Beyond 85% Reductions | Gasoline | 728.3907 | 721.1714 | 705.2987 | 687.6524 | 668.3716 | 646.4786 | 622.2801 | 559.9332 | 502.7436 | 477.2101 | 448.4627 | 414.7324 | 381.2069 | 347.8663 | 314.916 | 282.613 | 256.8477 | 230.2401 | 203.9881 | 179.2186 | 156.2235 | 135.4457 | 116.6118 | 100.135 | 85.3726 | 71.9262 | 60.6557 | 50.5747 | 41.2332 | 34.341 | 27.6977
| Beyond 85% Reductions | Renewable Gasoline | 0 | 0 | 0 | 0 | 0 | 0 | 0 | 0 | 0 | 0 | 0 | 0 | 0 | 0 | 0 | 0 | 0 | 0 | 0 | 0 | 0 | 0 | 0 | 0 | 0 | 0 | 0 | 0 | 0 | 0 | 0
| Beyond 85% Reductions | Distillate | 383.237 | 373.586 | 354.9911 | 340.2564 | 324.9431 | 302.7911 | 286.7645 | 271.2208 | 254.9068 | 237.8925 | 213.3823 | 193.6214 | 174.6512 | 156.5377 | 139.3247 | 123.1339 | 108.4685 | 94.9682 | 82.6033 | 71.4823 | 64.6751 | 50.8622 | 39.1794 | 29.5153 | 21.5513 | 15.1053 | 10.3316 | 6.5749 | 3.6675 | 1.5208 | 0
| Beyond 85% Reductions | Renewable Distillate | 3.1734 | 3.054 | 10.307 | 12.5523 | 14.5533 | 22.4557 | 23.4254 | 24.2303 | 24.7027 | 24.8387 | 32.2576 | 34.6321 | 36.3065 | 37.3242 | 37.7027 | 37.4983 | 36.8745 | 35.8346 | 34.4301 | 32.7804 | 27.7179 | 29.8715 | 30.7838 | 30.72 | 29.7614 | 28.0527 | 26.567 | 24.7342 | 22.5289 | 20.2055 | 17.7038
| Beyond 85% Reductions | Jet Fuel | 104.3481 | 104.657 | 104.9668 | 105.2775 | 105.5891 | 105.9017 | 106.2151 | 106.5295 | 106.8449 | 107.1611 | 107.4783 | 105.4821 | 103.4797 | 101.4712 | 99.4565 | 97.4355 | 95.4084 | 93.3751 | 91.3356 | 89.2899 | 87.2379 | 79.3392 | 71.7837 | 64.5662 | 57.6815 | 51.1241 | 44.8886 | 38.9695 | 33.3612 | 28.058 | 23.0541
| Beyond 85% Reductions | Renewable Jet Fuel | 0 | 0 | 0 | 0 | 0 | 0 | 0 | 0 | 0 | 0 | 0 | 2.1527 | 4.3117 | 6.4769 | 8.6484 | 10.8262 | 13.0102 | 15.2006 | 17.3973 | 19.6002 | 21.8095 | 26.5876 | 31.0583 | 35.227 | 39.0995 | 42.6816 | 45.979 | 48.9978 | 51.7439 | 54.2236 | 56.4428
| Beyond 85% Reductions | Other Petroleum | 61.3969 | 60.501 | 59.4477 | 58.179 | 56.7569 | 55.1704 | 53.6442 | 52.3053 | 50.7462 | 49.0034 | 47.2668 | 45.414 | 43.6243 | 41.917 | 40.2842 | 38.7333 | 37.2624 | 35.8862 | 34.5963 | 33.399 | 32.3074 | 31.3212 | 30.4353 | 29.6393 | 28.9216 | 28.2705 | 27.6809 | 27.1437 | 26.6551 | 26.2139 | 25.8154
| Beyond 85% Reductions | Coal | 9.4401 | 9.1558 | 8.8786 | 8.6085 | 8.3451 | 8.0885 | 7.8384 | 7.5947 | 7.3572 | 7.1257 | 6.9002 | 6.6203 | 6.3466 | 6.079 | 5.8175 | 5.5618 | 5.3119 | 5.0677 | 4.829 | 4.5958 | 4.3679 | 4.1453 | 3.9278 | 3.7154 | 3.5079 | 3.3052 | 3.1074 | 2.9142 | 2.7256 | 2.5414 | 2.3617
| Beyond 85% Reductions | Wood and Waste | 63.44 | 61.6006 | 59.7607 | 57.8784 | 55.9831 | 54.054 | 52.7198 | 51.5644 | 50.2588 | 48.8244 | 47.3929 | 46.3497 | 45.3435 | 44.3855 | 43.4697 | 42.5986 | 41.7684 | 40.9848 | 40.2434 | 39.5459 | 38.8908 | 38.2764 | 37.7032 | 37.1692 | 36.6723 | 36.2105 | 35.7836 | 35.3883 | 35.0223 | 34.6833 | 34.367
| Beyond 85% Reductions | Hydrogen | 0.036203 | 0.44875 | 0.87481 | 1.241 | 1.6274 | 2.2887 | 2.9927 | 3.8551 | 4.818 | 10.9221 | 16.9987 | 20.7918 | 24.5262 | 28.2975 | 31.9848 | 35.6923 | 39.2275 | 42.748 | 46.0964 | 49.3477 | 52.4009 | 57.1226 | 61.6387 | 66.8458 | 71.7211 | 75.4762 | 78.8163 | 81.2794 | 83.5556 | 86.071 | 88.3325
| Strategic Use of Low-Carbon Fuels | Electricity | 504.3261 | 498.9253 | 492.9485 | 487.2775 | 485.2778 | 485.1454 | 489.601 | 498.0513 | 509.6854 | 523.8886 | 540.9491 | 565.6063 | 590.4619 | 615.5849 | 640.7257 | 665.7138 | 687.2392 | 708.1178 | 728.2237 | 747.42 | 765.5777 | 782.8415 | 799.0594 | 814.0268 | 827.9085 | 840.5584 | 850.554 | 859.3848 | 867.1957 | 874.2755 | 881.2346
| Strategic Use of Low-Carbon Fuels | Natural Gas | 923.6688 | 915.8829 | 908.3235 | 890.1161 | 865.1797 | 835.0547 | 801.2821 | 760.5614 | 713.759 | 659.4747 | 601.0372 | 552.8406 | 504.6746 | 457.1339 | 410.1747 | 363.9522 | 319.1764 | 276.2657 | 235.2831 | 196.5439 | 160.7015 | 128.0417 | 98.7218 | 71.3523 | 47.1759 | 27.1198 | 9.8121 | 0 | 0 | 0 | 0
| Strategic Use of Low-Carbon Fuels | Renewable Natural Gas | 4.6553 | 6.9415 | 9.2022 | 18.2216 | 26.8439 | 34.9103 | 42.32 | 48.7236 | 53.9289 | 57.5758 | 59.6944 | 59.6889 | 59.6811 | 59.6705 | 59.6561 | 59.6371 | 59.6072 | 59.574 | 59.5383 | 59.5011 | 59.4638 | 59.4039 | 59.3449 | 59.2823 | 59.2249 | 59.1905 | 59.1828 | 55.0445 | 43.0914 | 32.1664 | 22.767
| Strategic Use of Low-Carbon Fuels | Gasoline | 728.466 | 721.2712 | 709.482 | 695.5658 | 679.6952 | 660.8876 | 639.4848 | 613.7436 | 584.9195 | 553.171 | 518.7003 | 479.3148 | 440.1958 | 401.4469 | 363.1274 | 325.7298 | 293.4866 | 262.5788 | 233.1421 | 205.511 | 179.9291 | 156.761 | 135.7124 | 117.2053 | 100.5084 | 85.2075 | 72.2184 | 60.5515 | 49.7284 | 41.6671 | 33.925
| Strategic Use of Low-Carbon Fuels | Renewable Gasoline | 0 | 0 | 0 | 0 | 0 | 0 | 0 | 0 | 0 | 0 | 0 | 0 | 0 | 0 | 0 | 0 | 0 | 0 | 0 | 0 | 0 | 0 | 0 | 0 | 0 | 0 | 0 | 0 | 0 | 0 | 0
| Strategic Use of Low-Carbon Fuels | Distillate | 371.9749 | 358.2974 | 342.2134 | 300.6656 | 260.5415 | 226.3486 | 188.8389 | 153.5385 | 120.8131 | 90.7916 | 65.6821 | 49.2527 | 33.126 | 17.3155 | 1.8456 | 0 | 0 | 0 | 0 | 0 | 0 | 0 | 0 | 0 | 0 | 0 | 0 | 0 | 0 | 0 | 0
| Strategic Use of Low-Carbon Fuels | Renewable Distillate | 14.4355 | 18.3427 | 23.4887 | 52.9228 | 80.0781 | 100.3355 | 123.0646 | 142.7575 | 159.3927 | 172.8606 | 181.1399 | 180.6265 | 180.1 | 179.5787 | 179.0582 | 165.3778 | 150.883 | 137.1554 | 124.1443 | 112.0309 | 100.698 | 89.4222 | 78.9093 | 69.2954 | 60.357 | 52.161 | 45.8307 | 40.1315 | 34.8543 | 30.1926 | 25.9229
| Strategic Use of Low-Carbon Fuels | Jet Fuel | 104.3481 | 104.657 | 104.9668 | 105.2775 | 105.5891 | 105.9017 | 106.2151 | 106.5295 | 106.8449 | 107.1611 | 107.4783 | 104.5626 | 101.6286 | 98.6763 | 95.7057 | 92.7167 | 89.7091 | 86.6829 | 83.6379 | 80.5742 | 77.4917 | 69.9489 | 62.3609 | 54.7273 | 47.0479 | 39.3227 | 31.5513 | 23.7335 | 15.8692 | 7.9581 | 0
| Strategic Use of Low-Carbon Fuels | Renewable Jet Fuel | 0 | 0 | 0 | 0 | 0 | 0 | 0 | 0 | 0 | 0 | 0 | 3.2339 | 6.4869 | 9.7592 | 13.0508 | 16.3618 | 19.6922 | 23.0423 | 26.412 | 29.8014 | 33.2107 | 41.0811 | 48.9978 | 56.961 | 64.971 | 73.0278 | 81.1318 | 89.2831 | 97.482 | 105.7286 | 114.0232
| Strategic Use of Low-Carbon Fuels | Other Petroleum | 61.3969 | 60.501 | 59.4477 | 58.179 | 56.7569 | 55.1704 | 53.6442 | 52.0168 | 50.3412 | 48.6391 | 46.9136 | 45.0683 | 43.2866 | 41.5874 | 39.9633 | 38.4215 | 36.9607 | 35.5953 | 34.3175 | 33.1332 | 32.0558 | 31.0854 | 30.2163 | 29.4382 | 28.7395 | 28.1087 | 27.5397 | 27.0234 | 26.5554 | 26.1337 | 25.7527
| Strategic Use of Low-Carbon Fuels | Coal | 9.4401 | 9.1558 | 8.8786 | 8.6085 | 8.3451 | 8.0885 | 7.8384 | 7.5947 | 7.3572 | 7.1257 | 6.9002 | 6.7003 | 6.505 | 6.314 | 6.1274 | 5.9449 | 5.7666 | 5.5923 | 5.4219 | 5.2555 | 5.0928 | 4.9338 | 4.7785 | 4.6267 | 4.4784 | 4.3335 | 4.1919 | 4.0536 | 3.9185 | 3.7866 | 3.6577
| Strategic Use of Low-Carbon Fuels | Wood and Waste | 63.44 | 61.6006 | 59.7607 | 57.8784 | 55.9831 | 54.054 | 52.7198 | 51.3611 | 49.9731 | 48.568 | 47.1453 | 46.1081 | 45.108 | 44.1559 | 43.2465 | 42.382 | 41.5595 | 40.7843 | 40.0523 | 39.3655 | 38.7222 | 38.121 | 37.562 | 37.0432 | 36.5622 | 36.1167 | 35.7061 | 35.3265 | 34.9749 | 34.6485 | 34.3427
| Strategic Use of Low-Carbon Fuels | Hydrogen | 0.024707 | 0.45215 | 1.1357 | 1.9781 | 3.0429 | 4.5694 | 6.3441 | 8.5032 | 11.011 | 18.895 | 26.9903 | 33.0991 | 39.2266 | 45.5034 | 51.8289 | 58.2988 | 64.7639 | 71.3195 | 77.8372 | 84.3892 | 90.8696 | 97.3729 | 103.7598 | 111.3635 | 118.772 | 124.7285 | 130.2729 | 134.5552 | 138.6347 | 143.2054 | 147.557

## All_Energy by Sector
Final Energy Demand by Sector
Final energy demand by sector and scenario.
Note: 2020 is a modeled year, reflecting historical trends.
Final Energy Demand by Sector (Tbtu)
| Scenario | Sector | 2020 | 2021 | 2022 | 2023 | 2024 | 2025 | 2026 | 2027 | 2028 | 2029 | 2030 | 2031 | 2032 | 2033 | 2034 | 2035 | 2036 | 2037 | 2038 | 2039 | 2040 | 2041 | 2042 | 2043 | 2044 | 2045 | 2046 | 2047 | 2048 | 2049 | 2050
| Reference | Residential | 838.534 | 834.7899 | 829.7903 | 824.4093 | 817.9058 | 810.2661 | 802.9156 | 795.2187 | 787.7054 | 780.5524 | 773.2173 | 766.266 | 759.5391 | 753.0658 | 746.8786 | 741.1926 | 735.7123 | 730.6838 | 726.1342 | 722.0727 | 718.915 | 716.1093 | 714.138 | 712.229 | 711.5522 | 710.8069 | 710.6457 | 710.8459 | 711.0327 | 711.5275 | 712.139
| Reference | Commercial | 665.5209 | 661.841 | 657.144 | 651.9581 | 645.9916 | 639.6082 | 636.9129 | 634.2058 | 631.6441 | 629.4015 | 627.353 | 625.6986 | 624.2744 | 623.0032 | 621.9088 | 621.0753 | 620.4376 | 620.0793 | 620.0251 | 620.2544 | 620.9307 | 621.7915 | 623.0558 | 624.3452 | 626.2069 | 628.0217 | 630.1051 | 632.3198 | 634.5227 | 636.8424 | 639.1806
| Reference | Industrial | 224.6692 | 222.9596 | 221.2319 | 219.4853 | 217.7189 | 215.9318 | 217.6963 | 219.4884 | 221.3081 | 223.1559 | 225.0321 | 226.9369 | 228.8706 | 230.8336 | 232.8261 | 234.8486 | 236.9013 | 238.9846 | 241.0988 | 243.2442 | 245.4213 | 247.6303 | 249.8716 | 252.1457 | 254.4528 | 256.7934 | 259.1679 | 261.5766 | 264.0199 | 266.4983 | 269.0121
| Reference | Transportation | 1063.6443 | 1054.4337 | 1043.8452 | 1032.2015 | 1019.1459 | 1004.4359 | 989.4197 | 974.2175 | 958.6026 | 942.633 | 926.487 | 910.4811 | 895.0686 | 880.153 | 865.8075 | 852.1541 | 839.2401 | 827.1383 | 815.9109 | 805.593 | 796.2682 | 787.8184 | 780.2845 | 773.8137 | 767.9715 | 762.4766 | 757.5039 | 752.9183 | 748.4178 | 745.5121 | 742.2294
| Reference | Total | 2792.3685 | 2774.0242 | 2752.0114 | 2728.0543 | 2700.7622 | 2670.2419 | 2646.9446 | 2623.1303 | 2599.2603 | 2575.7429 | 2552.0894 | 2529.3825 | 2507.7527 | 2487.0556 | 2467.4211 | 2449.2706 | 2432.2913 | 2416.886 | 2403.169 | 2391.1643 | 2381.535 | 2373.3494 | 2367.3498 | 2362.5335 | 2360.1835 | 2358.0987 | 2357.4225 | 2357.6605 | 2357.993 | 2360.3803 | 2362.5611
| AP Recommendations | Residential | 839.2838 | 831.2003 | 823.7681 | 813.0704 | 801.5455 | 787.0881 | 772.1247 | 756.5371 | 740.8849 | 723.0202 | 693.4712 | 665.635 | 637.8725 | 608.7136 | 581.589 | 553.2768 | 527.2786 | 500.9331 | 475.6485 | 452.6757 | 430.1143 | 410.1617 | 391.6405 | 374.5709 | 359.1604 | 345.1839 | 332.7852 | 320.6894 | 310.7219 | 301.8962 | 294.1048
| AP Recommendations | Commercial | 665.3099 | 659.1221 | 652.6722 | 644.1304 | 634.334 | 623.1701 | 614.4277 | 605.243 | 595.873 | 585.7323 | 572.3606 | 559.0447 | 544.813 | 529.019 | 513.1433 | 495.8217 | 479.6498 | 463.4969 | 448.0167 | 433.7891 | 420.0655 | 407.7894 | 396.6052 | 386.6021 | 377.9011 | 370.4293 | 364.2208 | 358.7734 | 354.6756 | 351.4864 | 349.0622
| AP Recommendations | Industrial | 224.6692 | 222.9489 | 221.2094 | 219.4555 | 217.6821 | 215.8854 | 216.2115 | 216.5415 | 216.8794 | 217.2203 | 217.5688 | 217.9198 | 218.2783 | 218.6418 | 219.0125 | 219.3902 | 219.7744 | 220.1672 | 220.5659 | 220.9738 | 221.387 | 221.8049 | 222.2292 | 222.6616 | 223.0992 | 223.5426 | 223.9903 | 224.4424 | 224.8978 | 225.3563 | 225.8179
| AP Recommendations | Transportation | 1063.8735 | 1054.7631 | 1041.5379 | 1027.2467 | 1011.3829 | 994.0941 | 975.4453 | 954.6225 | 931.4936 | 906.1661 | 879.243 | 851.535 | 823.2115 | 793.9332 | 764.3751 | 735.5072 | 709.3178 | 684.273 | 660.47 | 638.1669 | 617.5204 | 598.5364 | 581.2598 | 566.0912 | 552.3909 | 539.8636 | 528.8004 | 519.0027 | 510.04 | 503.7339 | 497.9548
| AP Recommendations | Total | 2793.1364 | 2768.0344 | 2739.1877 | 2703.9031 | 2664.9445 | 2620.2377 | 2578.2092 | 2532.9442 | 2485.131 | 2432.1389 | 2362.6437 | 2294.1345 | 2224.1753 | 2150.3077 | 2078.12 | 2003.9958 | 1936.0207 | 1868.8701 | 1804.7012 | 1745.6055 | 1689.0872 | 1638.2924 | 1591.7348 | 1549.9257 | 1512.5516 | 1479.0194 | 1449.7968 | 1422.9078 | 1400.3353 | 1382.4728 | 1366.9396
| Strategic Use of Low-Carbon Fuels | Residential | 838.1598 | 827.1736 | 815.478 | 800.6114 | 783.1455 | 762.3116 | 739.3111 | 712.8562 | 683.2615 | 652.0553 | 617.5194 | 587.9732 | 558.7876 | 530.6031 | 503.141 | 476.5915 | 450.8602 | 426.46 | 403.1646 | 381.2825 | 361.0972 | 342.6912 | 326.2256 | 311.6225 | 298.691 | 287.1526 | 277.1551 | 268.2368 | 260.2082 | 253.4117 | 247.7743
| Strategic Use of Low-Carbon Fuels | Commercial | 664.8454 | 656.9902 | 648.3272 | 637.6278 | 624.9625 | 610.4284 | 597.8053 | 582.7639 | 565.5963 | 547.5353 | 528.9452 | 512.3872 | 495.883 | 479.6506 | 463.5891 | 447.7957 | 432.6357 | 418.319 | 404.8454 | 392.428 | 381.1846 | 371.2145 | 362.6389 | 355.4484 | 349.5442 | 344.7518 | 341.0124 | 338.04 | 335.6415 | 333.8327 | 332.508
| Strategic Use of Low-Carbon Fuels | Industrial | 224.6543 | 222.9274 | 221.1834 | 219.3966 | 217.5925 | 215.7733 | 213.9294 | 212.0639 | 210.1786 | 208.2707 | 206.3439 | 206.2515 | 206.1599 | 206.0688 | 205.9783 | 205.9008 | 205.8233 | 205.7438 | 205.6618 | 205.577 | 205.489 | 205.3975 | 205.3021 | 205.2024 | 205.0981 | 204.9887 | 204.8738 | 204.753 | 204.6261 | 204.4924 | 204.3517
| Strategic Use of Low-Carbon Fuels | Transportation | 1063.8735 | 1054.357 | 1040.3447 | 1024.6067 | 1007.2512 | 987.6384 | 966.0612 | 941.5201 | 914.8824 | 886.2534 | 855.8572 | 825.5976 | 795.8313 | 766.659 | 738.1317 | 710.6544 | 686.0082 | 662.746 | 640.9779 | 620.9574 | 602.8417 | 586.5914 | 572.2201 | 560.0959 | 549.5443 | 540.1994 | 532.2546 | 525.4495 | 519.3092 | 515.596 | 512.2099
| Strategic Use of Low-Carbon Fuels | Total | 2791.533 | 2761.4482 | 2725.3334 | 2682.2425 | 2632.9517 | 2576.1517 | 2517.107 | 2449.2041 | 2373.9187 | 2294.1146 | 2208.6657 | 2132.2095 | 2056.6618 | 1982.9815 | 1910.8402 | 1840.9423 | 1775.3274 | 1713.2688 | 1654.6497 | 1600.2449 | 1550.6125 | 1505.8947 | 1466.3868 | 1432.3693 | 1402.8776 | 1377.0926 | 1355.2958 | 1336.4794 | 1319.785 | 1307.3328 | 1296.8439
| Accelerated Transition Away from Combustion | Residential | 838.1598 | 827.164 | 815.4677 | 800.5969 | 783.121 | 762.2708 | 739.2482 | 699.545 | 659.6986 | 632.5918 | 602.4938 | 576.5149 | 550.2539 | 524.3885 | 498.713 | 473.4924 | 448.7051 | 424.9493 | 402.0802 | 380.4763 | 360.4758 | 342.2 | 325.8331 | 311.3072 | 298.4326 | 286.9288 | 276.9421 | 268.0126 | 259.9564 | 253.1215 | 247.4412
| Accelerated Transition Away from Combustion | Commercial | 664.8454 | 656.9867 | 648.323 | 637.6172 | 624.9412 | 610.3872 | 597.744 | 575.9593 | 553.6604 | 538.0784 | 521.5898 | 506.5992 | 491.2495 | 475.8109 | 460.2642 | 444.7921 | 429.8025 | 415.5771 | 402.1674 | 389.8159 | 378.6579 | 368.8021 | 360.3718 | 353.3569 | 347.6542 | 343.0811 | 339.5638 | 336.8047 | 334.5979 | 332.9473 | 331.744
| Accelerated Transition Away from Combustion | Industrial | 224.6692 | 222.9489 | 221.2109 | 219.4583 | 217.6861 | 215.8905 | 214.0736 | 212.2305 | 210.3643 | 208.4695 | 206.55 | 206.4518 | 206.3542 | 206.2544 | 206.1544 | 206.054 | 205.9527 | 205.8524 | 205.7504 | 205.6499 | 205.5467 | 205.4444 | 205.3384 | 205.2316 | 205.1204 | 205.0064 | 204.8871 | 204.7636 | 204.6339 | 204.4963 | 204.3517
| Accelerated Transition Away from Combustion | Transportation | 1063.833 | 1054.2987 | 1040.3817 | 1024.7856 | 1007.5742 | 988.0762 | 966.5076 | 913.5578 | 864.7758 | 842.3513 | 817.0818 | 791.3664 | 765.6168 | 739.8926 | 714.3769 | 689.3498 | 666.5117 | 643.2284 | 620.5883 | 599.6022 | 580.5006 | 563.3184 | 548.086 | 535.2203 | 524.0536 | 514.182 | 505.7838 | 498.5719 | 492.052 | 488.0172 | 484.3142
| Accelerated Transition Away from Combustion | Total | 2791.5075 | 2761.3982 | 2725.3833 | 2682.4579 | 2633.3225 | 2576.6247 | 2517.5734 | 2401.2926 | 2288.4991 | 2221.491 | 2147.7155 | 2080.9323 | 2013.4744 | 1946.3463 | 1879.5085 | 1813.6883 | 1750.9721 | 1689.6073 | 1630.5863 | 1575.5443 | 1525.1811 | 1479.7648 | 1439.6294 | 1405.116 | 1375.2608 | 1349.1983 | 1327.1768 | 1308.1528 | 1291.2402 | 1278.5822 | 1267.851
| Beyond 85% Reductions | Residential | 838.1598 | 827.164 | 815.4677 | 800.5969 | 783.121 | 762.2708 | 739.2482 | 699.545 | 659.6986 | 632.5918 | 602.4938 | 576.5149 | 550.2539 | 524.3885 | 498.713 | 473.4924 | 448.7051 | 424.9493 | 402.0802 | 380.4763 | 360.4758 | 342.2 | 325.8331 | 311.3072 | 298.4326 | 286.9288 | 276.9421 | 268.0126 | 259.9564 | 253.1215 | 247.4412
| Beyond 85% Reductions | Commercial | 664.8454 | 656.9867 | 648.3234 | 637.6178 | 624.942 | 610.389 | 597.7458 | 575.9608 | 553.6615 | 538.0791 | 521.5898 | 506.5992 | 491.2495 | 475.8109 | 460.2642 | 444.7921 | 429.8025 | 415.5771 | 402.1674 | 389.8159 | 378.6579 | 368.8021 | 360.3718 | 353.3569 | 347.6542 | 343.0811 | 339.5638 | 336.8047 | 334.5979 | 332.9473 | 331.744
| Beyond 85% Reductions | Industrial | 224.6692 | 222.9489 | 221.2075 | 219.4519 | 217.6768 | 215.8787 | 214.0594 | 212.2143 | 210.3465 | 208.4506 | 206.5303 | 206.4281 | 206.3275 | 206.2261 | 206.1256 | 206.0257 | 205.9258 | 205.8273 | 205.7279 | 205.6297 | 205.5294 | 205.427 | 205.3225 | 205.2167 | 205.1075 | 204.9949 | 204.8775 | 204.7553 | 204.6272 | 204.4927 | 204.3517
| Beyond 85% Reductions | Transportation | 1063.833 | 1054.2987 | 1035.5864 | 1015.362 | 993.7227 | 970.0466 | 944.5871 | 889.3152 | 838.6941 | 813.553 | 785.991 | 758.307 | 730.8909 | 703.8016 | 677.2072 | 651.3622 | 630.5064 | 609.261 | 588.6124 | 569.4718 | 552.0463 | 536.4217 | 522.6295 | 511.0471 | 501.0767 | 492.3563 | 485.0455 | 478.8838 | 473.4248 | 470.2774 | 467.506
| Beyond 85% Reductions | Total | 2791.5075 | 2761.3982 | 2720.5851 | 2673.0286 | 2619.4625 | 2558.5851 | 2495.6405 | 2377.0354 | 2262.4008 | 2192.6745 | 2116.605 | 2047.8492 | 1978.7218 | 1910.227 | 1842.31 | 1775.6724 | 1714.9399 | 1655.6148 | 1598.5879 | 1545.3936 | 1496.7095 | 1452.8508 | 1414.1569 | 1380.9279 | 1352.271 | 1327.3611 | 1306.4289 | 1288.4564 | 1272.6062 | 1260.8388 | 1251.0427

## Elec_Load by Sector
Electric Load by Sector
Electric load by sector and scenario. Load with and without electrolysis and T&D losses.
Note: 2020 is a modeled year, reflecting historical trends.
Results on this tab do not include load for electrified gas compressors. Note that behind-the-meter resources in this modeling framework are "supply" resources and would affect the generators needed to meet load, but would not reduce electric load in the graphics below
As described in Input Assumptions workbook and PPT, hydrogen is assumed to be produced such that 50% is imported via pipeline out of state, and 50% is produced via electrolysis in-state. This tab includes plotting of that 50% of electrolysis load, as well as views where we do not plot any electrolysis load.
Final Electricity Demand by Sector and Scenario:
Statewide Annual Load, with and without Electrolysis, T&D Losses
Final Electricity Demand by Sector and Scenario (TWh)
| Scenario | Sector | 2020 | 2021 | 2022 | 2023 | 2024 | 2025 | 2026 | 2027 | 2028 | 2029 | 2030 | 2031 | 2032 | 2033 | 2034 | 2035 | 2036 | 2037 | 2038 | 2039 | 2040 | 2041 | 2042 | 2043 | 2044 | 2045 | 2046 | 2047 | 2048 | 2049 | 2050
| Reference | Residential | 45.6308 | 45.2907 | 44.9316 | 44.612 | 44.2237 | 43.8076 | 43.4028 | 43.0109 | 42.6396 | 42.2918 | 41.9538 | 41.6375 | 41.3393 | 41.0598 | 40.7985 | 40.5566 | 40.3244 | 40.106 | 39.9057 | 39.7294 | 39.5843 | 39.4604 | 39.3665 | 39.288 | 39.2467 | 39.2187 | 39.216 | 39.2338 | 39.264 | 39.3111 | 39.3696
| Reference | Commercial | 83.7159 | 82.7654 | 81.5546 | 80.1482 | 78.5517 | 76.9436 | 76.1107 | 75.2986 | 74.5156 | 73.8016 | 73.1695 | 72.6236 | 72.1345 | 71.6837 | 71.2699 | 70.9017 | 70.599 | 70.3657 | 70.2041 | 70.1153 | 70.1 | 70.1439 | 70.2436 | 70.3809 | 70.5641 | 70.7683 | 70.996 | 71.2397 | 71.4907 | 71.7519 | 72.0194
| Reference | Industrial | 18.6405 | 18.5453 | 18.4475 | 18.347 | 18.2439 | 18.1379 | 18.3237 | 18.5121 | 18.7031 | 18.8968 | 19.0931 | 19.2921 | 19.4939 | 19.6984 | 19.9057 | 20.1159 | 20.3289 | 20.5449 | 20.7638 | 20.9857 | 21.2106 | 21.4385 | 21.6696 | 21.9037 | 22.1411 | 22.3817 | 22.6255 | 22.8726 | 23.1231 | 23.3769 | 23.6342
| Reference | Transportation | 0.14577 | 0.21862 | 0.30917 | 0.42829 | 0.61944 | 0.93306 | 1.3279 | 1.8048 | 2.3869 | 3.0603 | 3.8208 | 4.6415 | 5.5126 | 6.4529 | 7.4594 | 8.5298 | 9.6485 | 10.8114 | 11.9953 | 13.1958 | 14.3974 | 15.601 | 16.7923 | 17.9653 | 19.1298 | 20.2988 | 21.4575 | 22.61 | 23.7665 | 24.8484 | 25.9418
| Reference | Electrolysis | 0 | 5.8418e-06 | 5.2879e-06 | 4.7622e-06 | 4.2604e-06 | 0 | 3.3394e-06 | 2.92e-06 | 2.5226e-06 | 2.1424e-06 | 0 | 1.4313e-06 | 1.1368e-06 | 8.9088e-07 | 6.8977e-07 | 0 | 4.0141e-07 | 3.0278e-07 | 2.2581e-07 | 1.6724e-07 | 0 | 8.8688e-08 | 6.3036e-08 | 4.3567e-08 | 2.8826e-08 | 0 | 1.0664e-08 | 5.2096e-09 | 1.1797e-09 | 0 | 0
|  | Total | 148.1329 | 146.82 | 145.2429 | 143.5355 | 141.6386 | 139.8222 | 139.1651 | 138.6264 | 138.2452 | 138.0505 | 138.0373 | 138.1947 | 138.4803 | 138.8948 | 139.4335 | 140.104 | 140.9009 | 141.828 | 142.8688 | 144.0262 | 145.2922 | 146.6437 | 148.0719 | 149.538 | 151.0817 | 152.6675 | 154.2949 | 155.9561 | 157.6443 | 159.2883 | 160.965
| AP Recommendations | Residential | 45.5968 | 45.1584 | 44.7499 | 44.4734 | 44.368 | 44.296 | 44.2551 | 44.2898 | 44.4013 | 44.4818 | 46.1969 | 47.9674 | 49.7272 | 51.3992 | 53.1294 | 54.7491 | 56.3915 | 57.8844 | 59.3251 | 60.823 | 62.1488 | 63.488 | 64.7272 | 65.8565 | 66.8915 | 67.7955 | 68.5919 | 69.0677 | 69.5574 | 69.922 | 70.1711
| AP Recommendations | Commercial | 83.4642 | 82.5619 | 81.4359 | 80.1848 | 78.93 | 77.7154 | 77.1496 | 76.654 | 76.2352 | 75.877 | 75.957 | 76.4674 | 77.1748 | 77.9992 | 78.9895 | 80.0477 | 81.1341 | 82.1561 | 83.1506 | 84.1668 | 85.1099 | 86.0701 | 86.9868 | 87.8521 | 88.6709 | 89.4218 | 90.1108 | 90.633 | 91.1434 | 91.5757 | 91.9378
| AP Recommendations | Industrial | 18.6405 | 18.6705 | 18.6971 | 18.6999 | 18.699 | 18.7107 | 18.9014 | 19.1182 | 19.3375 | 19.5894 | 19.8447 | 20.4033 | 20.9652 | 21.5476 | 22.1339 | 22.7239 | 23.3178 | 23.8971 | 24.4798 | 25.0338 | 25.5903 | 26.1121 | 26.6357 | 27.1302 | 27.6255 | 28.099 | 28.5724 | 29.0274 | 29.4816 | 29.9537 | 30.4255
| AP Recommendations | Transportation | 0.14577 | 0.23707 | 0.35895 | 0.53081 | 0.8091 | 1.2009 | 1.8345 | 2.8442 | 4.2392 | 6.0079 | 8.0887 | 11.8766 | 15.8938 | 20.1934 | 24.6929 | 29.2741 | 33.0277 | 36.7724 | 40.4869 | 44.1343 | 47.6903 | 51.2427 | 54.6662 | 57.9223 | 61.0413 | 64.0274 | 66.3443 | 68.5102 | 70.5502 | 72.3509 | 74.0709
| AP Recommendations | Electrolysis | 0 | 0.042841 | 0.097754 | 0.16374 | 0.24003 | 0.35486 | 0.48556 | 0.68134 | 0.90003 | 1.2123 | 1.5483 | 2.042 | 2.5355 | 3.221 | 3.9018 | 4.8158 | 5.7054 | 6.8374 | 7.9425 | 9.1908 | 17.9324 | 20.0347 | 22.0995 | 23.9678 | 25.8021 | 27.2095 | 28.4074 | 29.3826 | 30.3331 | 31.4016 | 32.2422
|  | Total | 147.8473 | 146.6707 | 145.3397 | 144.0526 | 143.0461 | 142.2779 | 142.6263 | 143.5877 | 145.1132 | 147.1683 | 151.6355 | 158.7567 | 166.2965 | 174.3604 | 182.8474 | 191.6106 | 199.5764 | 207.5474 | 215.3849 | 223.3488 | 238.4717 | 246.9476 | 255.1154 | 262.729 | 270.0312 | 276.5532 | 282.0269 | 286.621 | 291.0657 | 295.2039 | 298.8475
| Accelerated Transition Away from Combustion | Residential | 45.5699 | 45.0439 | 44.5272 | 44.1348 | 43.8706 | 43.7756 | 43.8489 | 45.9991 | 48.1446 | 48.6514 | 49.4764 | 50.5483 | 51.6206 | 52.7149 | 53.8044 | 54.8835 | 55.9087 | 56.8965 | 57.8269 | 58.7127 | 59.5059 | 60.1888 | 60.7863 | 61.2984 | 61.71 | 61.9919 | 62.1928 | 62.2576 | 62.1772 | 62.0615 | 61.9421
| Accelerated Transition Away from Combustion | Commercial | 83.4438 | 82.2268 | 80.7758 | 79.2103 | 77.6231 | 76.1786 | 75.6039 | 76.1091 | 76.6507 | 76.5134 | 76.5654 | 77.5184 | 78.5807 | 79.7235 | 80.9013 | 82.0907 | 83.2464 | 84.3631 | 85.4162 | 86.4089 | 87.3347 | 88.1898 | 88.9858 | 89.7266 | 90.4105 | 91.0298 | 91.6149 | 92.1452 | 92.6219 | 93.0999 | 93.5948
| Accelerated Transition Away from Combustion | Industrial | 18.6405 | 18.6705 | 18.6975 | 18.7007 | 18.7001 | 18.7122 | 18.7208 | 18.75 | 18.7762 | 18.8293 | 18.8799 | 19.8986 | 20.9122 | 21.9377 | 22.9582 | 23.9735 | 24.9835 | 25.9697 | 26.9497 | 27.8915 | 28.8256 | 29.7162 | 30.5977 | 31.4392 | 32.2701 | 33.068 | 33.8541 | 34.6101 | 35.3529 | 36.1005 | 36.8346
| Accelerated Transition Away from Combustion | Transportation | 0.15261 | 0.29225 | 0.4994 | 0.83625 | 1.2957 | 2.0005 | 3.0533 | 6.6873 | 10.3917 | 12.4029 | 14.8052 | 18.8155 | 22.9324 | 27.1692 | 31.5092 | 35.9139 | 39.5144 | 43.1934 | 46.8483 | 50.3817 | 53.7606 | 57.069 | 60.1845 | 63.0673 | 65.7596 | 68.2928 | 70.1516 | 71.8695 | 73.4835 | 74.8831 | 76.2321
| Accelerated Transition Away from Combustion | Electrolysis | 0.0075781 | 0.016949 | 0.031002 | 0.053085 | 0.080675 | 0.12135 | 0.17328 | 0.25145 | 0.35278 | 0.48828 | 0.65065 | 1.2723 | 1.8917 | 2.5276 | 3.1556 | 3.7961 | 4.4108 | 5.0307 | 5.6248 | 6.2077 | 16.5958 | 18.059 | 19.4329 | 20.7027 | 21.8846 | 22.797 | 23.9086 | 24.9182 | 25.845 | 26.7029 | 27.2822
|  | Total | 147.8144 | 146.2504 | 144.531 | 142.9352 | 141.5702 | 140.7883 | 141.4001 | 147.797 | 154.3161 | 156.8852 | 160.3775 | 168.0531 | 175.9375 | 184.0729 | 192.3287 | 200.6576 | 208.064 | 215.4536 | 222.6659 | 229.6025 | 246.0226 | 253.2228 | 259.9873 | 266.2342 | 272.0348 | 277.1796 | 281.7219 | 285.8007 | 289.4806 | 292.8478 | 295.8858
| Beyond 85% Reductions | Residential | 45.5699 | 45.0439 | 44.5272 | 44.1348 | 43.8706 | 43.7756 | 43.8489 | 45.9991 | 48.1446 | 48.6514 | 49.4764 | 50.5483 | 51.6206 | 52.7149 | 53.8044 | 54.8835 | 55.9087 | 56.8965 | 57.8269 | 58.7127 | 59.5059 | 60.1888 | 60.7863 | 61.2984 | 61.71 | 61.9919 | 62.1928 | 62.2576 | 62.1772 | 62.0615 | 61.9421
| Beyond 85% Reductions | Commercial | 83.4438 | 82.2268 | 80.7758 | 79.2103 | 77.6231 | 76.1786 | 75.6039 | 76.1091 | 76.6507 | 76.5134 | 76.5654 | 77.5184 | 78.5807 | 79.7235 | 80.9013 | 82.0907 | 83.2464 | 84.3631 | 85.4162 | 86.4089 | 87.3347 | 88.1898 | 88.9858 | 89.7266 | 90.4105 | 91.0298 | 91.6149 | 92.1452 | 92.6219 | 93.0999 | 93.5948
| Beyond 85% Reductions | Industrial | 18.6405 | 18.6705 | 18.6966 | 18.6988 | 18.6974 | 18.7087 | 18.7166 | 18.7453 | 18.771 | 18.8237 | 18.8741 | 19.8917 | 20.9044 | 21.9294 | 22.9497 | 23.9652 | 24.9756 | 25.9624 | 26.9431 | 27.8855 | 28.8205 | 29.7111 | 30.593 | 31.4348 | 32.2663 | 33.0647 | 33.8513 | 34.6077 | 35.351 | 36.0994 | 36.8346
| Beyond 85% Reductions | Transportation | 0.15261 | 0.29225 | 0.49623 | 0.82566 | 1.271 | 1.9496 | 2.956 | 6.4231 | 9.9099 | 11.7535 | 13.9424 | 17.7365 | 21.6021 | 25.5499 | 29.5631 | 33.6042 | 37.0009 | 40.4692 | 43.9157 | 47.2517 | 50.4476 | 54.0448 | 57.4695 | 60.6853 | 63.7296 | 66.6306 | 68.8737 | 70.9897 | 73.0123 | 74.8424 | 76.6277
| Beyond 85% Reductions | Electrolysis | 0.0075781 | 0.093667 | 0.18208 | 0.25757 | 0.3368 | 0.47234 | 0.61589 | 0.79114 | 0.98599 | 2.229 | 3.4594 | 4.208 | 4.9365 | 5.6644 | 6.3677 | 7.0674 | 7.7257 | 8.374 | 8.9819 | 9.5646 | 17.6304 | 19.3864 | 21.0943 | 22.9249 | 24.6834 | 26.0599 | 27.2059 | 28.1832 | 29.1221 | 30.1015 | 30.8325
|  | Total | 147.8144 | 146.3271 | 144.6779 | 143.1272 | 141.7989 | 141.0849 | 141.7413 | 148.0677 | 154.4623 | 157.9709 | 162.3177 | 169.9028 | 177.6442 | 185.5822 | 193.5862 | 201.611 | 208.8574 | 216.0653 | 223.0839 | 229.8235 | 243.7391 | 251.5209 | 258.929 | 266.0701 | 272.7998 | 278.777 | 283.7385 | 288.1834 | 292.2844 | 296.2047 | 299.8317
| Strategic Use of Low-Carbon Fuels | Residential | 45.5699 | 45.0429 | 44.5261 | 44.133 | 43.8671 | 43.7693 | 43.8388 | 44.3093 | 45.1258 | 46.136 | 47.5252 | 49.0495 | 50.4928 | 51.8814 | 53.1977 | 54.4459 | 55.5917 | 56.6621 | 57.6477 | 58.5702 | 59.3882 | 60.0889 | 60.6998 | 61.2214 | 61.6386 | 61.9215 | 62.1185 | 62.1755 | 62.0848 | 61.9579 | 61.8282
| Strategic Use of Low-Carbon Fuels | Commercial | 83.4438 | 82.2265 | 80.7756 | 79.2097 | 77.6215 | 76.1754 | 75.5984 | 75.2999 | 75.2469 | 75.3963 | 75.687 | 76.817 | 78.0091 | 79.2413 | 80.4777 | 81.7049 | 82.8824 | 84.0125 | 85.0766 | 86.0808 | 87.0207 | 87.8934 | 88.7105 | 89.4754 | 90.1858 | 90.8331 | 91.4456 | 92.0016 | 92.501 | 92.9974 | 93.5063
| Strategic Use of Low-Carbon Fuels | Industrial | 18.6361 | 18.6642 | 18.6895 | 18.6826 | 18.6727 | 18.6779 | 18.6785 | 18.7012 | 18.7218 | 18.771 | 18.8195 | 19.3138 | 19.8085 | 20.3217 | 20.8359 | 21.3548 | 21.8748 | 22.3764 | 22.878 | 23.3467 | 23.8145 | 24.2445 | 24.6724 | 25.0667 | 25.4579 | 25.8233 | 26.1847 | 26.5239 | 26.8584 | 27.2066 | 27.5503
| Strategic Use of Low-Carbon Fuels | Transportation | 0.14577 | 0.27912 | 0.47007 | 0.77404 | 1.1807 | 1.8087 | 2.7486 | 4.1571 | 5.9085 | 7.9875 | 10.3834 | 14.3567 | 18.4062 | 22.5304 | 26.7266 | 30.9506 | 34.3109 | 37.6226 | 40.8587 | 43.9839 | 46.9743 | 49.9251 | 52.7167 | 55.3169 | 57.7607 | 60.0668 | 61.7194 | 63.2493 | 64.6895 | 65.9405 | 67.1509
| Strategic Use of Low-Carbon Fuels | Electrolysis | 0.0051719 | 0.094378 | 0.23638 | 0.41056 | 0.62977 | 0.94302 | 1.3056 | 1.745 | 2.2534 | 3.856 | 5.4928 | 6.6988 | 7.8953 | 9.1086 | 10.3185 | 11.5438 | 12.755 | 13.971 | 15.1666 | 16.3563 | 25.0471 | 27.106 | 29.1306 | 31.3745 | 33.5678 | 35.3123 | 36.823 | 38.0898 | 39.3122 | 40.6188 | 41.6801
|  | Total | 147.8007 | 146.3072 | 144.6977 | 143.2099 | 141.9718 | 141.3742 | 142.1699 | 144.2124 | 147.2563 | 152.1468 | 157.908 | 166.2357 | 174.612 | 183.0834 | 191.5564 | 200.0001 | 207.4148 | 214.6446 | 221.6276 | 228.3379 | 242.2449 | 249.2579 | 255.93 | 262.4548 | 268.6108 | 273.9569 | 278.2913 | 282.0402 | 285.4459 | 288.7212 | 291.7159
Electrolysis: amount of in-state electrolysis needed to meet 50% of hydrogen demand
| Scenario | Fuel | 2020 | 2021 | 2022 | 2023 | 2024 | 2025 | 2026 | 2027 | 2028 | 2029 | 2030 | 2031 | 2032 | 2033 | 2034 | 2035 | 2036 | 2037 | 2038 | 2039 | 2040 | 2041 | 2042 | 2043 | 2044 | 2045 | 2046 | 2047 | 2048 | 2049 | 2050
| Reference | Electrolysis | 0 | 5.8418e-06 | 5.2879e-06 | 4.7622e-06 | 4.2604e-06 | 0 | 3.3394e-06 | 2.92e-06 | 2.5226e-06 | 2.1424e-06 | 0 | 1.4313e-06 | 1.1368e-06 | 8.9088e-07 | 6.8977e-07 | 0 | 4.0141e-07 | 3.0278e-07 | 2.2581e-07 | 1.6724e-07 | 0 | 8.8688e-08 | 6.3036e-08 | 4.3567e-08 | 2.8826e-08 | 0 | 1.0664e-08 | 5.2096e-09 | 1.1797e-09 | 0 | 0
| AP Recommendations | Electrolysis | 0 | 0.042841 | 0.097754 | 0.16374 | 0.24003 | 0.35486 | 0.48556 | 0.68134 | 0.90003 | 1.2123 | 1.5483 | 2.042 | 2.5355 | 3.221 | 3.9018 | 4.8158 | 5.7054 | 6.8374 | 7.9425 | 9.1908 | 17.9324 | 20.0347 | 22.0995 | 23.9678 | 25.8021 | 27.2095 | 28.4074 | 29.3826 | 30.3331 | 31.4016 | 32.2422
| Accelerated Transition Away from Combustion | Electrolysis | 0.0075781 | 0.016949 | 0.031002 | 0.053085 | 0.080675 | 0.12135 | 0.17328 | 0.25145 | 0.35278 | 0.48828 | 0.65065 | 1.2723 | 1.8917 | 2.5276 | 3.1556 | 3.7961 | 4.4108 | 5.0307 | 5.6248 | 6.2077 | 16.5958 | 18.059 | 19.4329 | 20.7027 | 21.8846 | 22.797 | 23.9086 | 24.9182 | 25.845 | 26.7029 | 27.2822
| Beyond 85% Reductions | Electrolysis | 0.0075781 | 0.093667 | 0.18208 | 0.25757 | 0.3368 | 0.47234 | 0.61589 | 0.79114 | 0.98599 | 2.229 | 3.4594 | 4.208 | 4.9365 | 5.6644 | 6.3677 | 7.0674 | 7.7257 | 8.374 | 8.9819 | 9.5646 | 17.6304 | 19.3864 | 21.0943 | 22.9249 | 24.6834 | 26.0599 | 27.2059 | 28.1832 | 29.1221 | 30.1015 | 30.8325
| Strategic Use of Low-Carbon Fuels | Electrolysis | 0.0051719 | 0.094378 | 0.23638 | 0.41056 | 0.62977 | 0.94302 | 1.3056 | 1.745 | 2.2534 | 3.856 | 5.4928 | 6.6988 | 7.8953 | 9.1086 | 10.3185 | 11.5438 | 12.755 | 13.971 | 15.1666 | 16.3563 | 25.0471 | 27.106 | 29.1306 | 31.3745 | 33.5678 | 35.3123 | 36.823 | 38.0898 | 39.3122 | 40.6188 | 41.6801
Statewide Annual Load, with and without Electrolysis, T&D Losses, as Modeled in Power Sector
Electricity Demand by Scenario (TWh): NO Electrolysis, NO T&D Losses (Losses = 7.12%)
| Scenario |  | 2020 | 2021 | 2022 | 2023 | 2024 | 2025 | 2026 | 2027 | 2028 | 2029 | 2030 | 2031 | 2032 | 2033 | 2034 | 2035 | 2036 | 2037 | 2038 | 2039 | 2040 | 2041 | 2042 | 2043 | 2044 | 2045 | 2046 | 2047 | 2048 | 2049 | 2050 | 2020-2050 Growth
| Reference |  | 148.1329 | 146.6463 | 144.8956 | 143.0149 | 140.9447 | 138.9551 | 138.2984 | 137.76 | 137.3792 | 137.1848 | 137.172 | 137.3298 | 137.6156 | 138.0305 | 138.5695 | 139.2404 | 140.0376 | 140.965 | 142.0062 | 143.1639 | 144.4302 | 145.782 | 147.2105 | 148.677 | 150.2209 | 151.8071 | 153.4348 | 155.0963 | 156.7848 | 158.4291 | 160.1061 | 8.083%
| AP Recommendations |  | 147.8473 | 146.4541 | 144.8944 | 143.3656 | 142.1039 | 141.0404 | 141.2152 | 141.9368 | 143.1986 | 144.8962 | 148.9666 | 155.5321 | 162.5158 | 169.8315 | 177.5739 | 185.3597 | 192.3732 | 199.1519 | 205.8257 | 212.4833 | 218.8094 | 225.1282 | 231.1785 | 236.8729 | 242.2918 | 247.3594 | 251.59 | 255.1683 | 258.6221 | 261.6535 | 264.4201 | 78.85%
| Strategic Use of Low-Carbon Fuels |  | 147.8 | 146.0454 | 144.1114 | 142.2742 | 140.6384 | 139.5444 | 139.9664 | 141.5527 | 144.0664 | 147.3301 | 151.427 | 158.4823 | 165.5969 | 172.7905 | 179.9902 | 187.1423 | 193.2812 | 199.2325 | 204.9595 | 210.4223 | 215.5826 | 220.483 | 225.0788 | 229.31 | 233.2248 | 236.7808 | 239.5602 | 242.0003 | 244.1435 | 246.073 | 247.9672 | 67.77%
| Accelerated Transition Away from Combustion |  | 147.8068 | 146.0597 | 144.1527 | 142.3614 | 140.7956 | 139.7999 | 140.3601 | 146.6792 | 153.0973 | 155.5313 | 158.8615 | 165.8725 | 173.0947 | 180.5513 | 188.1363 | 195.7819 | 202.5308 | 209.2578 | 215.8334 | 222.1444 | 228.1338 | 233.8282 | 239.1762 | 244.1108 | 248.687 | 252.8769 | 256.2651 | 259.2918 | 262.0026 | 264.4695 | 266.8859 | 80.56%
| Beyond 85% Reductions |  | 147.8068 | 146.0597 | 144.1486 | 142.349 | 140.7682 | 139.7455 | 140.2587 | 146.4102 | 152.6102 | 154.8763 | 157.993 | 164.7865 | 171.7566 | 178.9238 | 186.1817 | 193.464 | 200.0094 | 206.5262 | 212.8942 | 219.0085 | 224.8157 | 230.7989 | 236.4566 | 241.7244 | 246.6532 | 251.2113 | 254.9844 | 258.4096 | 261.5293 | 264.4279 | 267.2814 | 80.83%
Electricity Demand by Sector (TWh): NO Electrolysis, Including T&D Losses (Losses = 7.12%)
| Scenario |  | 2020 | 2021 | 2022 | 2023 | 2024 | 2025 | 2026 | 2027 | 2028 | 2029 | 2030 | 2031 | 2032 | 2033 | 2034 | 2035 | 2036 | 2037 | 2038 | 2039 | 2040 | 2041 | 2042 | 2043 | 2044 | 2045 | 2046 | 2047 | 2048 | 2049 | 2050 | 2020-2050 Growth
| Reference |  | 159.4885 | 157.8879 | 156.003 | 153.9781 | 151.7492 | 149.6072 | 148.9 | 148.3204 | 147.9104 | 147.7011 | 147.6873 | 147.8572 | 148.165 | 148.6116 | 149.192 | 149.9143 | 150.7726 | 151.7711 | 152.8921 | 154.1386 | 155.5019 | 156.9574 | 158.4954 | 160.0743 | 161.7366 | 163.4443 | 165.1969 | 166.9857 | 168.8037 | 170.5739 | 172.3795 | 8.083%
| AP Recommendations |  | 159.181 | 157.681 | 156.0017 | 154.3558 | 152.9973 | 151.8523 | 152.0405 | 152.8174 | 154.1759 | 156.0037 | 160.3861 | 167.4549 | 174.9739 | 182.8505 | 191.1864 | 199.5691 | 207.1201 | 214.4185 | 221.6039 | 228.7719 | 235.5829 | 242.3861 | 248.9002 | 255.0311 | 260.8655 | 266.3215 | 270.8764 | 274.7291 | 278.4476 | 281.7113 | 284.6901 | 78.85%
| Strategic Use of Low-Carbon Fuels |  | 159.13 | 157.241 | 155.1587 | 153.1806 | 151.4195 | 150.2416 | 150.696 | 152.4038 | 155.1103 | 158.6242 | 163.0351 | 170.6313 | 178.2912 | 186.0363 | 193.7879 | 201.4882 | 208.0977 | 214.5053 | 220.6713 | 226.5528 | 232.1088 | 237.3848 | 242.3329 | 246.8884 | 251.1034 | 254.932 | 257.9244 | 260.5515 | 262.8591 | 264.9365 | 266.9759 | 67.77%
| Accelerated Transition Away from Combustion |  | 159.1374 | 157.2564 | 155.2032 | 153.2746 | 151.5887 | 150.5167 | 151.1199 | 157.9233 | 164.8334 | 167.454 | 171.0396 | 178.588 | 186.3638 | 194.3921 | 202.5585 | 210.7902 | 218.0564 | 225.2991 | 232.3788 | 239.1736 | 245.6221 | 251.753 | 257.511 | 262.8238 | 267.7508 | 272.2619 | 275.9099 | 279.1686 | 282.0872 | 284.7433 | 287.3448 | 80.56%
| Beyond 85% Reductions |  | 159.1374 | 157.2564 | 155.1987 | 153.2612 | 151.5592 | 150.4581 | 151.0106 | 157.6337 | 164.3091 | 166.7488 | 170.1044 | 177.4188 | 184.9232 | 192.6397 | 200.454 | 208.2945 | 215.3417 | 222.3581 | 229.2143 | 235.7973 | 242.0496 | 248.4915 | 254.5828 | 260.2546 | 265.5611 | 270.4687 | 274.531 | 278.2187 | 281.5777 | 284.6984 | 287.7707 | 80.83%
Electricity Demand by Sector (TWh): Including Electrolysis (50% In-State), Including T&D Losses
| Scenario |  | 2020 | 2021 | 2022 | 2023 | 2024 | 2025 | 2026 | 2027 | 2028 | 2029 | 2030 | 2031 | 2032 | 2033 | 2034 | 2035 | 2036 | 2037 | 2038 | 2039 | 2040 | 2041 | 2042 | 2043 | 2044 | 2045 | 2046 | 2047 | 2048 | 2049 | 2050 | 2020-2050 Growth
| Reference |  | 159.4885 | 157.8879 | 156.003 | 153.9781 | 151.7493 | 149.6072 | 148.9 | 148.3204 | 147.9104 | 147.7011 | 147.6873 | 147.8572 | 148.165 | 148.6116 | 149.192 | 149.9143 | 150.7726 | 151.7711 | 152.8921 | 154.1386 | 155.5019 | 156.9574 | 158.4954 | 160.0743 | 161.7366 | 163.4443 | 165.1969 | 166.9857 | 168.8037 | 170.5739 | 172.3795 | 8.083%
| AP Recommendations |  | 159.181 | 157.7239 | 156.0995 | 154.5195 | 153.2373 | 152.2071 | 152.5261 | 153.4987 | 155.0759 | 157.216 | 161.9344 | 169.4969 | 177.5094 | 186.0715 | 195.0882 | 204.3848 | 212.8255 | 221.2559 | 229.5464 | 237.9627 | 253.5153 | 262.4208 | 270.9996 | 278.9989 | 286.6676 | 293.531 | 299.2839 | 304.1117 | 308.7807 | 313.113 | 316.9323 | 99.1%
| Strategic Use of Low-Carbon Fuels |  | 159.1352 | 157.3353 | 155.395 | 153.5912 | 152.0492 | 151.1846 | 152.0016 | 154.1488 | 157.3637 | 162.4802 | 168.5279 | 177.3301 | 186.1865 | 195.1449 | 204.1063 | 213.032 | 220.8527 | 228.4762 | 235.838 | 242.9091 | 257.1559 | 264.4908 | 271.4635 | 278.2629 | 284.6711 | 290.2442 | 294.7475 | 298.6413 | 302.1713 | 305.5552 | 308.656 | 93.96%
| Accelerated Transition Away from Combustion |  | 159.1449 | 157.2733 | 155.2342 | 153.3277 | 151.6694 | 150.638 | 151.2931 | 158.1748 | 165.1862 | 167.9423 | 171.6902 | 179.8603 | 188.2555 | 196.9197 | 205.7141 | 214.5863 | 222.4673 | 230.3298 | 238.0035 | 245.3812 | 262.2179 | 269.812 | 276.9438 | 283.5265 | 289.6354 | 295.0589 | 299.8185 | 304.0868 | 307.9322 | 311.4461 | 314.627 | 97.7%
| Beyond 85% Reductions |  | 159.1449 | 157.3501 | 155.3808 | 153.5187 | 151.896 | 150.9305 | 151.6265 | 158.4249 | 165.295 | 168.9777 | 173.5638 | 181.6267 | 189.8597 | 198.3042 | 206.8218 | 215.362 | 223.0674 | 230.7322 | 238.1962 | 245.3618 | 259.68 | 267.8779 | 275.6771 | 283.1795 | 290.2446 | 296.5286 | 301.7369 | 306.4019 | 310.6997 | 314.7999 | 318.6032 | 100.2%
Note: Due to rounding, there is a slight difference between the sum of loads below and the sum of loads as shown in the table above

## Elec_Load_and_Peak by Scenario
Peak Load by Scenario
Peak electric load by scenario, and total annual load by scenario.
Note: 2020 is a modeled year, reflecting historical trends.
Note: Since electrified heating is a large driver of winter heat demands in out years, we include assumptions for annual and peak coefficient of performance (COP) for air source heat pumps and ground source heat pumps as modeled in this analysis:
Annual and Peak COP for Residential Single-Family Heat Pumps
| Technology | Annual COP | Peak COP
| Air Source Heat Pump with Electric Resistance Backup | 2.41 | 1.6
| Air Source Heat Pump with Fuel Backup | 2.65 | n/a
| Ground Source Heat Pump | 3.44 | 3.44
| Ground Source / District Loop Sensitivity | 3.44 [rising to 4.5 by 2030] | 3.44 [rising to 4.5 by 2030]
*Note COP varies slightly for multi-family and commercial heating technologies, but peak to average COP relationship is consistent to the residential single family shown here
Load and Peak by Scenario - Statewide
| Scenario | Load Type | Load Details | 2020 | 2021 | 2022 | 2023 | 2024 | 2025 | 2026 | 2027 | 2028 | 2029 | 2030 | 2031 | 2032 | 2033 | 2034 | 2035 | 2036 | 2037 | 2038 | 2039 | 2040 | 2041 | 2042 | 2043 | 2044 | 2045 | 2046 | 2047 | 2048 | 2049 | 2050
| Reference | Summer Peak (GW) | With High End-Use Flexibility | 30.9543 | 30.7954 | 30.606 | 30.4154 | 30.2021 | 30.0091 | 29.984 | 29.9718 | 29.9796 | 30.0142 | 29.8469 | 29.899 | 29.9684 | 30.0534 | 30.1538 | 30.2726 | 30.4087 | 30.5641 | 30.7364 | 30.9251 | 31.1302 | 31.3453 | 31.5706 | 31.7964 | 32.0347 | 32.2732 | 32.519 | 32.7724 | 33.0241 | 33.2688 | 33.5141
| Reference | Winter Peak (GW) | With High End-Use Flexibility | 24.1471 | 23.8845 | 23.5196 | 23.0862 | 22.584 | 22.0847 | 21.7628 | 21.4659 | 21.2026 | 20.9776 | 20.5716 | 20.3878 | 20.2304 | 20.0997 | 19.9943 | 19.9164 | 19.8616 | 19.8319 | 19.8243 | 19.8389 | 19.8775 | 19.9311 | 20.0023 | 20.0781 | 20.1744 | 20.274 | 20.3819 | 20.4944 | 20.607 | 20.7121 | 20.8186
| Reference | Summer Peak (GW) | With Medium End-Use Flexibility | 30.9549 | 30.7967 | 30.6085 | 30.4198 | 30.2096 | 30.022 | 30.0047 | 30.0031 | 30.0253 | 30.0784 | 30.1583 | 30.2706 | 30.4028 | 30.5543 | 30.7247 | 30.9176 | 31.1316 | 31.369 | 31.6268 | 31.9048 | 32.208 | 32.5382 | 32.8809 | 33.2256 | 33.5855 | 33.9483 | 34.3176 | 34.6921 | 35.0682 | 35.4367 | 35.8095
| Reference | Winter Peak (GW) | With Medium End-Use Flexibility | 24.148 | 23.8863 | 23.5231 | 23.0922 | 22.5942 | 22.1024 | 21.7912 | 21.5088 | 21.2653 | 21.0654 | 20.9017 | 20.7801 | 20.6875 | 20.6254 | 20.5924 | 20.5914 | 20.6176 | 20.6735 | 20.7555 | 20.8639 | 21.0001 | 21.1548 | 21.3304 | 21.5131 | 21.7197 | 21.9331 | 22.1577 | 22.3901 | 22.6259 | 22.8526 | 23.0844
| Reference | Summer Peak (GW) | Without End-Use Flexibility | 30.9555 | 30.7981 | 30.611 | 30.4242 | 30.2171 | 30.0349 | 30.0254 | 30.0345 | 30.0711 | 30.1425 | 30.2453 | 30.381 | 30.5396 | 30.721 | 30.9249 | 31.1549 | 31.4096 | 31.6912 | 32.0077 | 32.362 | 32.7384 | 33.1303 | 33.5367 | 33.9468 | 34.3741 | 34.8068 | 35.2481 | 35.6965 | 36.1491 | 36.5926 | 37.043
| Reference | Winter Peak (GW) | Without End-Use Flexibility | 24.1488 | 23.8882 | 23.5265 | 23.0982 | 22.6044 | 22.1201 | 21.8196 | 21.5517 | 21.3279 | 21.1532 | 21.0208 | 20.9313 | 20.8748 | 20.8535 | 20.8664 | 20.9162 | 20.9981 | 21.1147 | 21.2613 | 21.4384 | 21.6466 | 21.8765 | 22.1298 | 22.3921 | 22.6809 | 22.9796 | 23.2918 | 23.6143 | 23.9435 | 24.2615 | 24.5881
| Reference | Annual Load - Statewide (TWh) | End-Use Loads | 148.1329 | 146.6463 | 144.8956 | 143.0149 | 140.9447 | 138.9551 | 138.2984 | 137.76 | 137.3792 | 137.1848 | 137.172 | 137.3298 | 137.6156 | 138.0305 | 138.5695 | 139.2404 | 140.0376 | 140.965 | 142.0062 | 143.1639 | 144.4302 | 145.782 | 147.2105 | 148.677 | 150.2209 | 151.8071 | 153.4348 | 155.0963 | 156.7848 | 158.4291 | 160.1061
| Reference | Annual Load - Statewide (TWh) | End-Use Loads, grossed up for T&D losses | 159.4885 | 157.8879 | 156.003 | 153.9781 | 151.7492 | 149.6072 | 148.9 | 148.3204 | 147.9104 | 147.7011 | 147.6873 | 147.8572 | 148.165 | 148.6116 | 149.192 | 149.9143 | 150.7726 | 151.7711 | 152.8921 | 154.1386 | 155.5019 | 156.9574 | 158.4954 | 160.0743 | 161.7366 | 163.4443 | 165.1969 | 166.9857 | 168.8037 | 170.5739 | 172.3795
| Reference | Annual Load - Statewide (TWh) | Electrolysis Loads | 0 | 5.8418e-06 | 5.2879e-06 | 4.7622e-06 | 4.2604e-06 | 0 | 3.3394e-06 | 2.92e-06 | 2.5226e-06 | 2.1424e-06 | 0 | 1.4313e-06 | 1.1368e-06 | 8.9088e-07 | 6.8977e-07 | 0 | 4.0141e-07 | 3.0278e-07 | 2.2581e-07 | 1.6724e-07 | 0 | 8.8688e-08 | 6.3036e-08 | 4.3567e-08 | 2.8826e-08 | 0 | 1.0664e-08 | 5.2096e-09 | 1.1797e-09 | 0 | 0
| Reference | Annual Load - Statewide (TWh) | Total Loads, grossed up for T&D Losses | 159.4885 | 157.8879 | 156.003 | 153.9781 | 151.7493 | 149.6072 | 148.9 | 148.3204 | 147.9104 | 147.7011 | 147.6873 | 147.8572 | 148.165 | 148.6116 | 149.192 | 149.9143 | 150.7726 | 151.7711 | 152.8921 | 154.1386 | 155.5019 | 156.9574 | 158.4954 | 160.0743 | 161.7366 | 163.4443 | 165.1969 | 166.9857 | 168.8037 | 170.5739 | 172.3795
|  |  |  | 2020 | 2021 | 2022 | 2023 | 2024 | 2025 | 2026 | 2027 | 2028 | 2029 | 2030 | 2031 | 2032 | 2033 | 2034 | 2035 | 2036 | 2037 | 2038 | 2039 | 2040 | 2041 | 2042 | 2043 | 2044 | 2045 | 2046 | 2047 | 2048 | 2049 | 2050
| AP Recommendations | Summer Peak (GW) | With High End-Use Flexibility | 30.8925 | 30.6817 | 30.4643 | 30.2246 | 29.9995 | 29.7861 | 29.7347 | 29.7569 | 29.8526 | 29.9923 | 30.0012 | 30.5181 | 31.0721 | 31.643 | 32.2995 | 32.9401 | 33.5004 | 34.0314 | 34.5561 | 35.0874 | 35.5813 | 36.1026 | 36.6047 | 37.0665 | 37.4997 | 37.9001 | 38.2077 | 38.4625 | 38.7098 | 38.9217 | 39.1189
| AP Recommendations | Winter Peak (GW) | With High End-Use Flexibility | 24.1018 | 23.7968 | 23.4318 | 23.0737 | 22.8422 | 22.6394 | 22.5972 | 22.6556 | 22.8095 | 23.0052 | 23.8203 | 25.2343 | 26.7584 | 28.3438 | 30.064 | 31.7822 | 33.4078 | 34.9168 | 36.3631 | 37.806 | 39.1093 | 40.4059 | 41.604 | 42.6861 | 43.673 | 44.5388 | 45.2356 | 45.6793 | 46.1007 | 46.3908 | 46.5768
| AP Recommendations | Summer Peak (GW) | With Medium End-Use Flexibility | 30.8931 | 30.6831 | 30.467 | 30.2294 | 30.008 | 29.8008 | 29.7605 | 29.8022 | 29.9281 | 30.11 | 30.391 | 31.002 | 31.6594 | 32.3926 | 33.19 | 33.9752 | 34.6898 | 35.3809 | 36.0711 | 36.8305 | 37.554 | 38.2773 | 38.9695 | 39.6189 | 40.2385 | 40.8243 | 41.3146 | 41.7486 | 42.1745 | 42.556 | 42.923
| AP Recommendations | Winter Peak (GW) | With Medium End-Use Flexibility | 24.1026 | 23.7987 | 23.4354 | 23.0802 | 22.8539 | 22.6595 | 22.6326 | 22.7177 | 22.9129 | 23.1663 | 24.2881 | 25.8293 | 27.4974 | 29.2464 | 31.1495 | 33.0645 | 34.9027 | 36.6338 | 38.3113 | 39.9944 | 41.5416 | 43.0874 | 44.5359 | 45.8662 | 47.1 | 48.2102 | 49.1472 | 49.8204 | 50.4702 | 50.9751 | 51.3721
| AP Recommendations | Summer Peak (GW) | Without End-Use Flexibility | 30.8937 | 30.6845 | 30.4697 | 30.2341 | 30.0166 | 29.8155 | 29.7863 | 29.8476 | 30.0036 | 30.2276 | 30.5632 | 31.233 | 31.9913 | 32.8187 | 33.7173 | 34.6113 | 35.444 | 36.3169 | 37.223 | 38.1356 | 39.0127 | 39.8907 | 40.7371 | 41.5377 | 42.3068 | 43.0408 | 43.6764 | 44.253 | 44.8197 | 45.3329 | 45.8316
| AP Recommendations | Winter Peak (GW) | Without End-Use Flexibility | 24.1035 | 23.8006 | 23.4391 | 23.0867 | 22.8656 | 22.6797 | 22.6679 | 22.7798 | 23.0162 | 23.3273 | 24.5239 | 26.1455 | 27.9072 | 29.7658 | 31.7921 | 33.8399 | 35.822 | 37.7039 | 39.5382 | 41.3823 | 43.0928 | 44.803 | 46.4155 | 47.9066 | 49.2994 | 50.5672 | 51.6587 | 52.4836 | 53.2831 | 53.9281 | 54.465
| AP Recommendations | Annual Load - Statewide (TWh) | End-Use Loads | 147.8473 | 146.4541 | 144.8944 | 143.3656 | 142.1039 | 141.0404 | 141.2152 | 141.9368 | 143.1986 | 144.8962 | 148.9666 | 155.5321 | 162.5158 | 169.8315 | 177.5739 | 185.3597 | 192.3732 | 199.1519 | 205.8257 | 212.4833 | 218.8094 | 225.1282 | 231.1785 | 236.8729 | 242.2918 | 247.3594 | 251.59 | 255.1683 | 258.6221 | 261.6535 | 264.4201
| AP Recommendations | Annual Load - Statewide (TWh) | End-Use Loads, grossed up for T&D losses | 159.181 | 157.681 | 156.0017 | 154.3558 | 152.9973 | 151.8523 | 152.0405 | 152.8174 | 154.1759 | 156.0037 | 160.3861 | 167.4549 | 174.9739 | 182.8505 | 191.1864 | 199.5691 | 207.1201 | 214.4185 | 221.6039 | 228.7719 | 235.5829 | 242.3861 | 248.9002 | 255.0311 | 260.8655 | 266.3215 | 270.8764 | 274.7291 | 278.4476 | 281.7113 | 284.6901
| AP Recommendations | Annual Load - Statewide (TWh) | Electrolysis Loads | 0 | 0.042841 | 0.097754 | 0.16374 | 0.24003 | 0.35486 | 0.48556 | 0.68134 | 0.90003 | 1.2123 | 1.5483 | 2.042 | 2.5355 | 3.221 | 3.9018 | 4.8158 | 5.7054 | 6.8374 | 7.9425 | 9.1908 | 17.9324 | 20.0347 | 22.0995 | 23.9678 | 25.8021 | 27.2095 | 28.4074 | 29.3826 | 30.3331 | 31.4016 | 32.2422
| AP Recommendations | Annual Load - Statewide (TWh) | Total Loads, grossed up for T&D Losses | 159.181 | 157.7239 | 156.0995 | 154.5195 | 153.2373 | 152.2071 | 152.5261 | 153.4987 | 155.0759 | 157.216 | 161.9344 | 169.4969 | 177.5094 | 186.0715 | 195.0882 | 204.3848 | 212.8255 | 221.2559 | 229.5464 | 237.9627 | 253.5153 | 262.4208 | 270.9996 | 278.9989 | 286.6676 | 293.531 | 299.2839 | 304.1117 | 308.7807 | 313.113 | 316.9323
|  |  |  | 2020 | 2021 | 2022 | 2023 | 2024 | 2025 | 2026 | 2027 | 2028 | 2029 | 2030 | 2031 | 2032 | 2033 | 2034 | 2035 | 2036 | 2037 | 2038 | 2039 | 2040 | 2041 | 2042 | 2043 | 2044 | 2045 | 2046 | 2047 | 2048 | 2049 | 2050
| Strategic Use of Low-Carbon Fuels | Summer Peak (GW) | With High End-Use Flexibility | 30.8835 | 30.5863 | 30.2701 | 29.9476 | 29.6164 | 29.3261 | 29.1988 | 29.1577 | 29.1755 | 29.2562 | 29.1848 | 29.7362 | 30.2992 | 30.9142 | 31.5342 | 32.1521 | 32.659 | 33.2006 | 33.728 | 34.2305 | 34.7036 | 35.1538 | 35.5743 | 35.9573 | 36.3121 | 36.6358 | 36.8734 | 37.083 | 37.2717 | 37.4393 | 37.6063
| Strategic Use of Low-Carbon Fuels | Winter Peak (GW) | With High End-Use Flexibility | 24.095 | 23.7098 | 23.2524 | 22.8143 | 22.4693 | 22.2819 | 22.3699 | 22.8192 | 23.5482 | 24.468 | 25.3386 | 26.8502 | 28.3289 | 29.7905 | 31.2164 | 32.6008 | 33.7992 | 34.9196 | 35.9427 | 36.8689 | 37.6887 | 38.4035 | 39.0202 | 39.5321 | 39.9423 | 40.2355 | 40.3887 | 40.4314 | 40.3663 | 40.2576 | 40.1455
| Strategic Use of Low-Carbon Fuels | Summer Peak (GW) | With Medium End-Use Flexibility | 30.8841 | 30.588 | 30.2737 | 29.955 | 29.6301 | 29.3504 | 29.2407 | 29.2285 | 29.2863 | 29.4194 | 29.6254 | 30.2777 | 30.9952 | 31.7342 | 32.4843 | 33.2418 | 33.9627 | 34.6723 | 35.3661 | 36.0374 | 36.6803 | 37.3001 | 37.8889 | 38.4367 | 38.954 | 39.4387 | 39.8346 | 40.2006 | 40.5447 | 40.8607 | 41.1774
| Strategic Use of Low-Carbon Fuels | Winter Peak (GW) | With Medium End-Use Flexibility | 24.0958 | 23.7121 | 23.2575 | 22.8245 | 22.488 | 22.3151 | 22.4273 | 22.916 | 23.6998 | 24.6914 | 25.9032 | 27.5573 | 29.1896 | 30.8161 | 32.418 | 33.9881 | 35.3835 | 36.7078 | 37.9398 | 39.078 | 40.1105 | 41.0367 | 41.8622 | 42.5774 | 43.1863 | 43.6733 | 44.0152 | 44.2404 | 44.3525 | 44.4113 | 44.4671
| Strategic Use of Low-Carbon Fuels | Summer Peak (GW) | Without End-Use Flexibility | 30.8847 | 30.5896 | 30.2774 | 29.9625 | 29.6437 | 29.3746 | 29.2826 | 29.2992 | 29.397 | 29.5826 | 29.8548 | 30.6102 | 31.4098 | 32.238 | 33.1049 | 34.0466 | 34.8936 | 35.7343 | 36.5631 | 37.3717 | 38.1524 | 38.9095 | 39.6338 | 40.3133 | 40.9598 | 41.5718 | 42.0921 | 42.5891 | 43.0637 | 43.4974 | 43.9299
| Strategic Use of Low-Carbon Fuels | Winter Peak (GW) | Without End-Use Flexibility | 24.0967 | 23.7144 | 23.2625 | 22.8348 | 22.5066 | 22.3482 | 22.4847 | 23.0129 | 23.8513 | 24.9148 | 26.2173 | 27.9626 | 29.695 | 31.4301 | 33.1494 | 34.8439 | 36.3734 | 37.8372 | 39.2127 | 40.4969 | 41.676 | 42.7481 | 43.7178 | 44.5731 | 45.3192 | 45.9416 | 46.4158 | 46.7708 | 47.0116 | 47.1909 | 47.3678
| Strategic Use of Low-Carbon Fuels | Annual Load - Statewide (TWh) | End-Use Loads | 147.8 | 146.0454 | 144.1114 | 142.2742 | 140.6384 | 139.5444 | 139.9664 | 141.5527 | 144.0664 | 147.3301 | 151.427 | 158.4823 | 165.5969 | 172.7905 | 179.9902 | 187.1423 | 193.2812 | 199.2325 | 204.9595 | 210.4223 | 215.5826 | 220.483 | 225.0788 | 229.31 | 233.2248 | 236.7808 | 239.5602 | 242.0003 | 244.1435 | 246.073 | 247.9672
| Strategic Use of Low-Carbon Fuels | Annual Load - Statewide (TWh) | End-Use Loads, grossed up for T&D losses | 159.13 | 157.241 | 155.1587 | 153.1806 | 151.4195 | 150.2416 | 150.696 | 152.4038 | 155.1103 | 158.6242 | 163.0351 | 170.6313 | 178.2912 | 186.0363 | 193.7879 | 201.4882 | 208.0977 | 214.5053 | 220.6713 | 226.5528 | 232.1088 | 237.3848 | 242.3329 | 246.8884 | 251.1034 | 254.932 | 257.9244 | 260.5515 | 262.8591 | 264.9365 | 266.9759
| Strategic Use of Low-Carbon Fuels | Annual Load - Statewide (TWh) | Electrolysis Loads | 0.0051719 | 0.094378 | 0.23638 | 0.41056 | 0.62977 | 0.94302 | 1.3056 | 1.745 | 2.2534 | 3.856 | 5.4928 | 6.6988 | 7.8953 | 9.1086 | 10.3185 | 11.5438 | 12.755 | 13.971 | 15.1666 | 16.3563 | 25.0471 | 27.106 | 29.1306 | 31.3745 | 33.5678 | 35.3123 | 36.823 | 38.0898 | 39.3122 | 40.6188 | 41.6801
| Strategic Use of Low-Carbon Fuels | Annual Load - Statewide (TWh) | Total Loads, grossed up for T&D Losses | 159.1352 | 157.3353 | 155.395 | 153.5912 | 152.0492 | 151.1846 | 152.0016 | 154.1488 | 157.3637 | 162.4802 | 168.5279 | 177.3301 | 186.1865 | 195.1449 | 204.1063 | 213.032 | 220.8527 | 228.4762 | 235.838 | 242.9091 | 257.1559 | 264.4908 | 271.4635 | 278.2629 | 284.6711 | 290.2442 | 294.7475 | 298.6413 | 302.1713 | 305.5552 | 308.656
|  |  |  | 2020 | 2021 | 2022 | 2023 | 2024 | 2025 | 2026 | 2027 | 2028 | 2029 | 2030 | 2031 | 2032 | 2033 | 2034 | 2035 | 2036 | 2037 | 2038 | 2039 | 2040 | 2041 | 2042 | 2043 | 2044 | 2045 | 2046 | 2047 | 2048 | 2049 | 2050
| Accelerated Transition Away from Combustion | Summer Peak (GW) | With High End-Use Flexibility | 30.8854 | 30.589 | 30.2766 | 29.9603 | 29.6385 | 29.3607 | 29.2508 | 29.5691 | 29.8853 | 29.9377 | 29.8476 | 30.4882 | 31.1469 | 31.8262 | 32.5132 | 33.2223 | 33.8651 | 34.5113 | 35.144 | 35.748 | 36.3176 | 36.8579 | 37.3616 | 37.8205 | 38.2451 | 38.6346 | 38.9341 | 39.2025 | 39.4471 | 39.6664 | 39.8825
| Accelerated Transition Away from Combustion | Winter Peak (GW) | With High End-Use Flexibility | 24.0966 | 23.7126 | 23.2606 | 22.8404 | 22.5327 | 22.4032 | 22.5704 | 24.9385 | 27.2053 | 27.7344 | 28.2292 | 29.5608 | 30.931 | 32.3524 | 33.792 | 35.234 | 36.5261 | 37.7789 | 38.9483 | 40.0183 | 40.9728 | 41.8084 | 42.5313 | 43.134 | 43.6205 | 43.9775 | 44.1863 | 44.2745 | 44.2451 | 44.1671 | 44.0843
| Accelerated Transition Away from Combustion | Summer Peak (GW) | With Medium End-Use Flexibility | 30.886 | 30.5906 | 30.2803 | 29.9681 | 29.6529 | 29.3866 | 29.296 | 29.6835 | 30.0833 | 30.1935 | 30.4271 | 31.1835 | 31.9611 | 32.7667 | 33.6227 | 34.5218 | 35.328 | 36.1482 | 36.9617 | 37.7495 | 38.5037 | 39.2279 | 39.9135 | 40.5496 | 41.1483 | 41.7097 | 42.1781 | 42.6131 | 43.0236 | 43.401 | 43.7771
| Accelerated Transition Away from Combustion | Winter Peak (GW) | With Medium End-Use Flexibility | 24.0974 | 23.7149 | 23.2657 | 22.851 | 22.5525 | 22.4387 | 22.6322 | 25.0952 | 27.4763 | 28.0845 | 28.9498 | 30.4288 | 31.9573 | 33.5495 | 35.1718 | 36.8076 | 38.3073 | 39.7808 | 41.1791 | 42.4816 | 43.6691 | 44.7357 | 45.686 | 46.5093 | 47.2106 | 47.7763 | 48.188 | 48.4724 | 48.6335 | 48.7358 | 48.834
| Accelerated Transition Away from Combustion | Summer Peak (GW) | Without End-Use Flexibility | 30.8866 | 30.5923 | 30.284 | 29.9759 | 29.6674 | 29.4125 | 29.3411 | 29.798 | 30.2813 | 30.4775 | 30.7955 | 31.6297 | 32.492 | 33.4452 | 34.4513 | 35.472 | 36.4109 | 37.374 | 38.337 | 39.277 | 40.184 | 41.0599 | 41.8965 | 42.7017 | 43.4618 | 44.1793 | 44.7963 | 45.3752 | 45.9272 | 46.4326 | 46.9351
| Accelerated Transition Away from Combustion | Winter Peak (GW) | Without End-Use Flexibility | 24.0982 | 23.7172 | 23.2708 | 22.8616 | 22.5722 | 22.4741 | 22.6939 | 25.2519 | 27.7473 | 28.4345 | 29.3988 | 30.9726 | 32.6044 | 34.3092 | 36.0528 | 37.818 | 39.4589 | 41.0843 | 42.6416 | 44.1059 | 45.4558 | 46.6838 | 47.7928 | 48.7696 | 49.6207 | 50.3337 | 50.889 | 51.3143 | 51.6153 | 51.8486 | 52.0787
| Accelerated Transition Away from Combustion | Annual Load - Statewide (TWh) | End-Use Loads | 147.8068 | 146.0597 | 144.1527 | 142.3614 | 140.7956 | 139.7999 | 140.3601 | 146.6792 | 153.0973 | 155.5313 | 158.8615 | 165.8725 | 173.0947 | 180.5513 | 188.1363 | 195.7819 | 202.5308 | 209.2578 | 215.8334 | 222.1444 | 228.1338 | 233.8282 | 239.1762 | 244.1108 | 248.687 | 252.8769 | 256.2651 | 259.2918 | 262.0026 | 264.4695 | 266.8859
| Accelerated Transition Away from Combustion | Annual Load - Statewide (TWh) | End-Use Loads, grossed up for T&D losses | 159.1374 | 157.2564 | 155.2032 | 153.2746 | 151.5887 | 150.5167 | 151.1199 | 157.9233 | 164.8334 | 167.454 | 171.0396 | 178.588 | 186.3638 | 194.3921 | 202.5585 | 210.7902 | 218.0564 | 225.2991 | 232.3788 | 239.1736 | 245.6221 | 251.753 | 257.511 | 262.8238 | 267.7508 | 272.2619 | 275.9099 | 279.1686 | 282.0872 | 284.7433 | 287.3448
| Accelerated Transition Away from Combustion | Annual Load - Statewide (TWh) | Electrolysis Loads | 0.0075781 | 0.016949 | 0.031002 | 0.053085 | 0.080675 | 0.12135 | 0.17328 | 0.25145 | 0.35278 | 0.48828 | 0.65065 | 1.2723 | 1.8917 | 2.5276 | 3.1556 | 3.7961 | 4.4108 | 5.0307 | 5.6248 | 6.2077 | 16.5958 | 18.059 | 19.4329 | 20.7027 | 21.8846 | 22.797 | 23.9086 | 24.9182 | 25.845 | 26.7029 | 27.2822
| Accelerated Transition Away from Combustion | Annual Load - Statewide (TWh) | Total Loads, grossed up for T&D Losses | 159.1449 | 157.2733 | 155.2342 | 153.3277 | 151.6694 | 150.638 | 151.2931 | 158.1748 | 165.1862 | 167.9423 | 171.6902 | 179.8603 | 188.2555 | 196.9197 | 205.7141 | 214.5863 | 222.4673 | 230.3298 | 238.0035 | 245.3812 | 262.2179 | 269.812 | 276.9438 | 283.5265 | 289.6354 | 295.0589 | 299.8185 | 304.0868 | 307.9322 | 311.4461 | 314.627
|  |  |  | 2020 | 2021 | 2022 | 2023 | 2024 | 2025 | 2026 | 2027 | 2028 | 2029 | 2030 | 2031 | 2032 | 2033 | 2034 | 2035 | 2036 | 2037 | 2038 | 2039 | 2040 | 2041 | 2042 | 2043 | 2044 | 2045 | 2046 | 2047 | 2048 | 2049 | 2050
| Beyond 85% Reductions | Summer Peak (GW) | With High End-Use Flexibility | 30.8854 | 30.589 | 30.2759 | 29.9582 | 29.6339 | 29.3517 | 29.2344 | 29.5263 | 29.8097 | 29.8387 | 29.7197 | 30.3104 | 30.9307 | 31.5672 | 32.2074 | 32.8469 | 33.4256 | 34.0437 | 34.6502 | 35.2312 | 35.7816 | 36.3625 | 36.9112 | 37.4196 | 37.8974 | 38.3433 | 38.7023 | 39.0327 | 39.3415 | 39.6283 | 39.9134
| Beyond 85% Reductions | Winter Peak (GW) | With High End-Use Flexibility | 24.0966 | 23.7126 | 23.2597 | 22.8376 | 22.5266 | 22.391 | 22.5481 | 24.8801 | 27.102 | 27.599 | 28.0544 | 29.3435 | 30.666 | 32.0345 | 33.4161 | 34.7959 | 36.0574 | 37.28 | 38.4212 | 39.4666 | 40.4004 | 41.2754 | 42.0422 | 42.6937 | 43.233 | 43.646 | 43.9141 | 44.0643 | 44.0991 | 44.089 | 44.0754
| Beyond 85% Reductions | Summer Peak (GW) | With Medium End-Use Flexibility | 30.886 | 30.5906 | 30.2796 | 29.9659 | 29.6481 | 29.3769 | 29.2779 | 29.6359 | 29.9978 | 30.0798 | 30.2597 | 30.9736 | 31.7026 | 32.4533 | 33.2129 | 34.0133 | 34.7773 | 35.5547 | 36.3266 | 37.0759 | 37.7952 | 38.5445 | 39.2596 | 39.9305 | 40.5679 | 41.1716 | 41.6856 | 42.1691 | 42.6302 | 43.0625 | 43.4947
| Beyond 85% Reductions | Winter Peak (GW) | With Medium End-Use Flexibility | 24.0974 | 23.7149 | 23.2648 | 22.8481 | 22.5459 | 22.4255 | 22.6077 | 25.0302 | 27.3595 | 27.9291 | 28.746 | 30.1722 | 31.6408 | 33.1652 | 34.7122 | 36.2656 | 37.7203 | 39.148 | 40.5018 | 41.763 | 42.9132 | 44.0026 | 44.9806 | 45.8369 | 46.5756 | 47.1823 | 47.6385 | 47.9705 | 48.1815 | 48.3383 | 48.4921
| Beyond 85% Reductions | Summer Peak (GW) | Without End-Use Flexibility | 30.8866 | 30.5923 | 30.2833 | 29.9736 | 29.6622 | 29.4021 | 29.3215 | 29.7455 | 30.186 | 30.3335 | 30.6043 | 31.3875 | 32.1912 | 33.0221 | 33.9413 | 34.8659 | 35.749 | 36.6546 | 37.5607 | 38.4465 | 39.3029 | 40.1883 | 41.0374 | 41.8378 | 42.6017 | 43.3296 | 43.9696 | 44.5816 | 45.1691 | 45.7156 | 46.2602
| Beyond 85% Reductions | Winter Peak (GW) | Without End-Use Flexibility | 24.0982 | 23.7172 | 23.2698 | 22.8585 | 22.5652 | 22.46 | 22.6673 | 25.1802 | 27.6171 | 28.2591 | 29.166 | 30.6769 | 32.2363 | 33.8586 | 35.5095 | 37.1723 | 38.7535 | 40.3176 | 41.8141 | 43.2206 | 44.5165 | 45.7507 | 46.8711 | 47.8651 | 48.7383 | 49.4771 | 50.0622 | 50.5207 | 50.8573 | 51.1315 | 51.4038
| Beyond 85% Reductions | Annual Load - Statewide (TWh) | End-Use Loads | 147.8068 | 146.0597 | 144.1486 | 142.349 | 140.7682 | 139.7455 | 140.2587 | 146.4102 | 152.6102 | 154.8763 | 157.993 | 164.7865 | 171.7566 | 178.9238 | 186.1817 | 193.464 | 200.0094 | 206.5262 | 212.8942 | 219.0085 | 224.8157 | 230.7989 | 236.4566 | 241.7244 | 246.6532 | 251.2113 | 254.9844 | 258.4096 | 261.5293 | 264.4279 | 267.2814
| Beyond 85% Reductions | Annual Load - Statewide (TWh) | End-Use Loads, grossed up for T&D losses | 159.1374 | 157.2564 | 155.1987 | 153.2612 | 151.5592 | 150.4581 | 151.0106 | 157.6337 | 164.3091 | 166.7488 | 170.1044 | 177.4188 | 184.9232 | 192.6397 | 200.454 | 208.2945 | 215.3417 | 222.3581 | 229.2143 | 235.7973 | 242.0496 | 248.4915 | 254.5828 | 260.2546 | 265.5611 | 270.4687 | 274.531 | 278.2187 | 281.5777 | 284.6984 | 287.7707
| Beyond 85% Reductions | Annual Load - Statewide (TWh) | Electrolysis Loads | 0.0075781 | 0.093667 | 0.18208 | 0.25757 | 0.3368 | 0.47234 | 0.61589 | 0.79114 | 0.98599 | 2.229 | 3.4594 | 4.208 | 4.9365 | 5.6644 | 6.3677 | 7.0674 | 7.7257 | 8.374 | 8.9819 | 9.5646 | 17.6304 | 19.3864 | 21.0943 | 22.9249 | 24.6834 | 26.0599 | 27.2059 | 28.1832 | 29.1221 | 30.1015 | 30.8325
| Beyond 85% Reductions | Annual Load - Statewide (TWh) | Total Loads, grossed up for T&D Losses | 159.1449 | 157.3501 | 155.3808 | 153.5187 | 151.896 | 150.9305 | 151.6265 | 158.4249 | 165.295 | 168.9777 | 173.5638 | 181.6267 | 189.8597 | 198.3042 | 206.8218 | 215.362 | 223.0674 | 230.7322 | 238.1962 | 245.3618 | 259.68 | 267.8779 | 275.6771 | 283.1795 | 290.2446 | 296.5286 | 301.7369 | 306.4019 | 310.6997 | 314.7999 | 318.6032
Annual Load by Scenario - Zonal
| Scenario | Load Type | Load Details | 2020 | 2021 | 2022 | 2023 | 2024 | 2025 | 2026 | 2027 | 2028 | 2029 | 2030 | 2031 | 2032 | 2033 | 2034 | 2035 | 2036 | 2037 | 2038 | 2039 | 2040 | 2041 | 2042 | 2043 | 2044 | 2045 | 2046 | 2047 | 2048 | 2049 | 2050
| Reference | Annual Load - Zonal for NYISO A-E (TWh) | End-Use Loads | 52.6419 | 51.9729 | 51.2235 | 50.4302 | 49.5829 | 48.7575 | 48.5086 | 48.3024 | 48.1522 | 48.0639 | 48.0342 | 48.0592 | 48.1274 | 48.2413 | 48.3997 | 48.6048 | 48.8528 | 49.1452 | 49.4757 | 49.8446 | 50.2488 | 50.681 | 51.138 | 51.6067 | 52.1003 | 52.6091 | 53.1317 | 53.6652 | 54.2093 | 54.7338 | 55.2705
| Reference | Annual Load - Zonal for NYISO F (TWh) | End-Use Loads | 11.3794 | 11.2556 | 11.1118 | 10.9575 | 10.791 | 10.6321 | 10.5836 | 10.5461 | 10.523 | 10.5158 | 10.5235 | 10.5447 | 10.5764 | 10.6195 | 10.6737 | 10.7395 | 10.8157 | 10.9026 | 10.9982 | 11.1026 | 11.2149 | 11.3332 | 11.4568 | 11.5823 | 11.7134 | 11.8475 | 11.9844 | 12.1237 | 12.2651 | 12.4012 | 12.5401
| Reference | Annual Load - Zonal for NYISO GHI (TWh) | End-Use Loads | 15.4437 | 15.3219 | 15.1683 | 14.9995 | 14.8168 | 14.6516 | 14.6108 | 14.589 | 14.5923 | 14.623 | 14.6806 | 14.7617 | 14.8608 | 14.9791 | 15.1158 | 15.2718 | 15.4455 | 15.6373 | 15.8436 | 16.0646 | 16.2982 | 16.5417 | 16.793 | 17.0473 | 17.3098 | 17.5769 | 17.8477 | 18.1216 | 18.3982 | 18.6653 | 18.9365
| Reference | Annual Load - Zonal for NYISO J (TWh) | End-Use Loads | 49.8203 | 49.4593 | 48.9942 | 48.4774 | 47.8663 | 47.2674 | 47.0192 | 46.7981 | 46.6144 | 46.484 | 46.4076 | 46.3856 | 46.4022 | 46.4524 | 46.5348 | 46.6527 | 46.8087 | 47.0048 | 47.2395 | 47.5152 | 47.8318 | 48.1811 | 48.5621 | 48.9621 | 49.3931 | 49.8394 | 50.3037 | 50.7822 | 51.2698 | 51.7577 | 52.2556
| Reference | Annual Load - Zonal for NYISO K (TWh) | End-Use Loads | 18.8477 | 18.6366 | 18.3978 | 18.1503 | 17.8878 | 17.6466 | 17.5761 | 17.5245 | 17.4974 | 17.498 | 17.5261 | 17.5785 | 17.6489 | 17.7383 | 17.8456 | 17.9716 | 18.1147 | 18.2751 | 18.4491 | 18.6369 | 18.8365 | 19.045 | 19.2607 | 19.4786 | 19.7043 | 19.9341 | 20.1674 | 20.4037 | 20.6424 | 20.871 | 21.1034
| Reference | Annual Load - Zonal for NYISO A-E (TWh) | End-Use Loads, grossed up for T&D losses | 56.6773 | 55.9571 | 55.1502 | 54.2961 | 53.3838 | 52.4952 | 52.2271 | 52.0051 | 51.8435 | 51.7484 | 51.7164 | 51.7433 | 51.8168 | 51.9394 | 52.1099 | 52.3307 | 52.5978 | 52.9125 | 53.2684 | 53.6656 | 54.1007 | 54.5661 | 55.0582 | 55.5627 | 56.0942 | 56.642 | 57.2046 | 57.779 | 58.3649 | 58.9296 | 59.5074
| Reference | Annual Load - Zonal for NYISO F (TWh) | End-Use Loads, grossed up for T&D losses | 12.2517 | 12.1184 | 11.9637 | 11.7975 | 11.6182 | 11.4471 | 11.3949 | 11.3545 | 11.3297 | 11.3219 | 11.3302 | 11.3531 | 11.3871 | 11.4335 | 11.4919 | 11.5628 | 11.6448 | 11.7384 | 11.8413 | 11.9537 | 12.0746 | 12.202 | 12.335 | 12.4702 | 12.6113 | 12.7557 | 12.9031 | 13.0531 | 13.2053 | 13.3519 | 13.5014
| Reference | Annual Load - Zonal for NYISO GHI (TWh) | End-Use Loads, grossed up for T&D losses | 16.6275 | 16.4965 | 16.331 | 16.1493 | 15.9526 | 15.7747 | 15.7309 | 15.7074 | 15.7109 | 15.744 | 15.806 | 15.8933 | 16 | 16.1273 | 16.2745 | 16.4425 | 16.6296 | 16.836 | 17.0582 | 17.2961 | 17.5476 | 17.8097 | 18.0803 | 18.3541 | 18.6368 | 18.9243 | 19.2158 | 19.5107 | 19.8086 | 20.0961 | 20.3881
| Reference | Annual Load - Zonal for NYISO J (TWh) | End-Use Loads, grossed up for T&D losses | 53.6394 | 53.2507 | 52.75 | 52.1936 | 51.5356 | 50.8909 | 50.6236 | 50.3855 | 50.1877 | 50.0474 | 49.9651 | 49.9414 | 49.9593 | 50.0134 | 50.102 | 50.229 | 50.397 | 50.6081 | 50.8608 | 51.1576 | 51.4985 | 51.8746 | 52.2847 | 52.7154 | 53.1795 | 53.66 | 54.1599 | 54.6751 | 55.2001 | 55.7254 | 56.2614
| Reference | Annual Load - Zonal for NYISO K (TWh) | End-Use Loads, grossed up for T&D losses | 20.2925 | 20.0653 | 19.8081 | 19.5416 | 19.259 | 18.9993 | 18.9235 | 18.8679 | 18.8387 | 18.8394 | 18.8696 | 18.926 | 19.0018 | 19.098 | 19.2136 | 19.3493 | 19.5034 | 19.676 | 19.8634 | 20.0656 | 20.2805 | 20.505 | 20.7372 | 20.9718 | 21.2148 | 21.4623 | 21.7134 | 21.9678 | 22.2248 | 22.471 | 22.7211
| Reference | Annual Load - Zonal for NYISO A-E (TWh) | Electrolysis Loads | 0 | 0 | 0 | 0 | 0 | 0 | 0 | 0 | 0 | 0 | 0 | 0 | 0 | 0 | 0 | 0 | 0 | 0 | 0 | 0 | 0 | 0 | 0 | 0 | 0 | 0 | 1.0664e-08 | 5.2096e-09 | 1.1797e-09 | 0 | 0
| Reference | Annual Load - Zonal for NYISO F (TWh) | Electrolysis Loads | 0 | 0 | 0 | 0 | 0 | 0 | 0 | 0 | 0 | 0 | 0 | 0 | 0 | 0 | 0 | 0 | 0 | 0 | 0 | 0 | 0 | 0 | 0 | 0 | 0 | 0 | 0 | 0 | 0 | 0 | 0
| Reference | Annual Load - Zonal for NYISO GHI (TWh) | Electrolysis Loads | 0 | 0 | 0 | 0 | 0 | 0 | 0 | 0 | 0 | 0 | 0 | 0 | 0 | 0 | 0 | 0 | 0 | 0 | 0 | 0 | 0 | 0 | 0 | 0 | 0 | 0 | 0 | 0 | 0 | 0 | 0
| Reference | Annual Load - Zonal for NYISO J (TWh) | Electrolysis Loads | 0 | 0 | 0 | 0 | 0 | 0 | 0 | 0 | 0 | 0 | 0 | 0 | 0 | 0 | 0 | 0 | 0 | 0 | 0 | 0 | 0 | 0 | 0 | 0 | 0 | 0 | 0 | 0 | 0 | 0 | 0
| Reference | Annual Load - Zonal for NYISO K (TWh) | Electrolysis Loads | 0 | 0 | 0 | 0 | 0 | 0 | 0 | 0 | 0 | 0 | 0 | 0 | 0 | 0 | 0 | 0 | 0 | 0 | 0 | 0 | 0 | 0 | 0 | 0 | 0 | 0 | 0 | 0 | 0 | 0 | 0
| Reference | Annual Load - Zonal for NYISO A-E (TWh) | Total Loads, grossed up for T&D Losses | 56.6773 | 55.9571 | 55.1502 | 54.2961 | 53.3838 | 52.4952 | 52.2271 | 52.0051 | 51.8435 | 51.7484 | 51.7164 | 51.7433 | 51.8168 | 51.9394 | 52.1099 | 52.3307 | 52.5978 | 52.9125 | 53.2684 | 53.6656 | 54.1007 | 54.5661 | 55.0582 | 55.5627 | 56.0942 | 56.642 | 57.2046 | 57.779 | 58.3649 | 58.9296 | 59.5074
| Reference | Annual Load - Zonal for NYISO F (TWh) | Total Loads, grossed up for T&D Losses | 12.2517 | 12.1184 | 11.9637 | 11.7975 | 11.6182 | 11.4471 | 11.3949 | 11.3545 | 11.3297 | 11.3219 | 11.3302 | 11.3531 | 11.3871 | 11.4335 | 11.4919 | 11.5628 | 11.6448 | 11.7384 | 11.8413 | 11.9537 | 12.0746 | 12.202 | 12.335 | 12.4702 | 12.6113 | 12.7557 | 12.9031 | 13.0531 | 13.2053 | 13.3519 | 13.5014
| Reference | Annual Load - Zonal for NYISO GHI (TWh) | Total Loads, grossed up for T&D Losses | 16.6275 | 16.4965 | 16.331 | 16.1493 | 15.9526 | 15.7747 | 15.7309 | 15.7074 | 15.7109 | 15.744 | 15.806 | 15.8933 | 16 | 16.1273 | 16.2745 | 16.4425 | 16.6296 | 16.836 | 17.0582 | 17.2961 | 17.5476 | 17.8097 | 18.0803 | 18.3541 | 18.6368 | 18.9243 | 19.2158 | 19.5107 | 19.8086 | 20.0961 | 20.3881
| Reference | Annual Load - Zonal for NYISO J (TWh) | Total Loads, grossed up for T&D Losses | 53.6394 | 53.2507 | 52.75 | 52.1936 | 51.5356 | 50.8909 | 50.6236 | 50.3855 | 50.1877 | 50.0474 | 49.9651 | 49.9414 | 49.9593 | 50.0134 | 50.102 | 50.229 | 50.397 | 50.6081 | 50.8608 | 51.1576 | 51.4985 | 51.8746 | 52.2847 | 52.7154 | 53.1795 | 53.66 | 54.1599 | 54.6751 | 55.2001 | 55.7254 | 56.2614
| Reference | Annual Load - Zonal for NYISO K (TWh) | Total Loads, grossed up for T&D Losses | 20.2925 | 20.0653 | 19.8081 | 19.5416 | 19.259 | 18.9993 | 18.9235 | 18.8679 | 18.8387 | 18.8394 | 18.8696 | 18.926 | 19.0018 | 19.098 | 19.2136 | 19.3493 | 19.5034 | 19.676 | 19.8634 | 20.0656 | 20.2805 | 20.505 | 20.7372 | 20.9718 | 21.2148 | 21.4623 | 21.7134 | 21.9678 | 22.2248 | 22.471 | 22.7211
|  |  |  | 2020 | 2021 | 2022 | 2023 | 2024 | 2025 | 2026 | 2027 | 2028 | 2029 | 2030 | 2031 | 2032 | 2033 | 2034 | 2035 | 2036 | 2037 | 2038 | 2039 | 2040 | 2041 | 2042 | 2043 | 2044 | 2045 | 2046 | 2047 | 2048 | 2049 | 2050
| AP Recommendations | Annual Load - Zonal for NYISO A-E (TWh) | End-Use Loads | 52.5843 | 51.9591 | 51.2844 | 50.5911 | 49.9858 | 49.439 | 49.3926 | 49.5297 | 49.8486 | 50.3122 | 51.5545 | 53.5129 | 55.5871 | 57.7589 | 60.0522 | 62.3441 | 64.4883 | 66.5601 | 68.5981 | 70.6211 | 72.5431 | 74.4489 | 76.2722 | 77.9813 | 79.6061 | 81.1236 | 82.4233 | 83.5318 | 84.5959 | 85.5183 | 86.3611
| AP Recommendations | Annual Load - Zonal for NYISO F (TWh) | End-Use Loads | 11.3644 | 11.2465 | 11.116 | 10.986 | 10.8799 | 10.7885 | 10.7993 | 10.8586 | 10.967 | 11.1138 | 11.4686 | 12.0011 | 12.5647 | 13.1551 | 13.7788 | 14.403 | 14.9828 | 15.5446 | 16.0974 | 16.6478 | 17.1707 | 17.6885 | 18.1829 | 18.6467 | 19.0863 | 19.4967 | 19.8485 | 20.1485 | 20.4359 | 20.6854 | 20.9133
| AP Recommendations | Annual Load - Zonal for NYISO GHI (TWh) | End-Use Loads | 15.4095 | 15.3003 | 15.1704 | 15.0494 | 14.9655 | 14.9129 | 14.9946 | 15.1667 | 15.4282 | 15.7691 | 16.4113 | 17.3607 | 18.3759 | 19.4518 | 20.5928 | 21.7476 | 22.7987 | 23.8245 | 24.8393 | 25.8493 | 26.8179 | 27.7783 | 28.6992 | 29.5666 | 30.3919 | 31.1657 | 31.827 | 32.4018 | 32.9514 | 33.4372 | 33.8862
| AP Recommendations | Annual Load - Zonal for NYISO J (TWh) | End-Use Loads | 49.6796 | 49.3335 | 48.9178 | 48.523 | 48.202 | 47.9371 | 48.0024 | 48.1996 | 48.527 | 48.9503 | 50.096 | 52.2105 | 54.4693 | 56.8208 | 59.3191 | 61.8426 | 63.9998 | 66.074 | 68.1171 | 70.1794 | 72.133 | 74.1231 | 76.0376 | 77.8573 | 79.6006 | 81.2397 | 82.5552 | 83.6444 | 84.7178 | 85.6797 | 86.5555
| AP Recommendations | Annual Load - Zonal for NYISO K (TWh) | End-Use Loads | 18.8095 | 18.6148 | 18.4058 | 18.2161 | 18.0707 | 17.9628 | 18.0262 | 18.1821 | 18.4277 | 18.7509 | 19.4361 | 20.447 | 21.5187 | 22.6449 | 23.8312 | 25.0224 | 26.1036 | 27.1487 | 28.1738 | 29.1857 | 30.1446 | 31.0894 | 31.9866 | 32.821 | 33.607 | 34.3339 | 34.936 | 35.4418 | 35.9212 | 36.3329 | 36.704
| AP Recommendations | Annual Load - Zonal for NYISO A-E (TWh) | End-Use Loads, grossed up for T&D losses | 56.6153 | 55.9421 | 55.2158 | 54.4694 | 53.8176 | 53.2289 | 53.1789 | 53.3266 | 53.6699 | 54.169 | 55.5066 | 57.6151 | 59.8483 | 62.1866 | 64.6557 | 67.1233 | 69.4318 | 71.6624 | 73.8566 | 76.0348 | 78.1042 | 80.156 | 82.1191 | 83.9592 | 85.7086 | 87.3424 | 88.7417 | 89.9352 | 91.0808 | 92.0739 | 92.9814
| AP Recommendations | Annual Load - Zonal for NYISO F (TWh) | End-Use Loads, grossed up for T&D losses | 12.2355 | 12.1087 | 11.9681 | 11.8282 | 11.7139 | 11.6156 | 11.6272 | 11.691 | 11.8077 | 11.9657 | 12.3478 | 12.921 | 13.5279 | 14.1635 | 14.835 | 15.5071 | 16.1313 | 16.7362 | 17.3314 | 17.924 | 18.487 | 19.0445 | 19.5767 | 20.0761 | 20.5494 | 20.9913 | 21.37 | 21.6931 | 22.0025 | 22.2711 | 22.5165
| AP Recommendations | Annual Load - Zonal for NYISO GHI (TWh) | End-Use Loads, grossed up for T&D losses | 16.5908 | 16.4732 | 16.3334 | 16.2031 | 16.1127 | 16.0561 | 16.1441 | 16.3293 | 16.6109 | 16.9779 | 17.6694 | 18.6916 | 19.7846 | 20.9429 | 22.1714 | 23.4148 | 24.5464 | 25.6508 | 26.7435 | 27.8309 | 28.8737 | 29.9077 | 30.8992 | 31.8331 | 32.7217 | 33.5548 | 34.2668 | 34.8857 | 35.4774 | 36.0004 | 36.4838
| AP Recommendations | Annual Load - Zonal for NYISO J (TWh) | End-Use Loads, grossed up for T&D losses | 53.4879 | 53.1153 | 52.6677 | 52.2426 | 51.8971 | 51.6118 | 51.6822 | 51.8945 | 52.247 | 52.7027 | 53.9363 | 56.2129 | 58.6448 | 61.1766 | 63.8663 | 66.5833 | 68.9059 | 71.1392 | 73.3389 | 75.5592 | 77.6625 | 79.8053 | 81.8665 | 83.8257 | 85.7026 | 87.4673 | 88.8837 | 90.0564 | 91.2121 | 92.2478 | 93.1906
| AP Recommendations | Annual Load - Zonal for NYISO K (TWh) | End-Use Loads, grossed up for T&D losses | 20.2515 | 20.0418 | 19.8167 | 19.6125 | 19.456 | 19.3398 | 19.4081 | 19.5759 | 19.8403 | 20.1883 | 20.9261 | 22.0144 | 23.1683 | 24.3808 | 25.658 | 26.9406 | 28.1047 | 29.2298 | 30.3335 | 31.423 | 32.4555 | 33.4727 | 34.4386 | 35.337 | 36.1832 | 36.9658 | 37.6142 | 38.1587 | 38.6749 | 39.1181 | 39.5177
| AP Recommendations | Annual Load - Zonal for NYISO A-E (TWh) | Electrolysis Loads | 0 | 0.042841 | 0.097754 | 0.16374 | 0.24003 | 0.35486 | 0.48556 | 0.68134 | 0.90003 | 1.2123 | 1.5483 | 2.042 | 2.5355 | 3.221 | 3.9018 | 4.8158 | 5.7054 | 6.8374 | 7.9425 | 9.1908 | 16.4917 | 18.4161 | 20.3026 | 21.9922 | 23.6476 | 24.9073 | 25.9863 | 26.8428 | 27.6746 | 28.6247 | 29.3854
| AP Recommendations | Annual Load - Zonal for NYISO F (TWh) | Electrolysis Loads | 0 | 0 | 0 | 0 | 0 | 0 | 0 | 0 | 0 | 0 | 0 | 0 | 0 | 0 | 0 | 0 | 0 | 0 | 0 | 0 | 1.4407 | 1.6185 | 1.7968 | 1.9756 | 2.1545 | 2.3022 | 2.4212 | 2.5398 | 2.6585 | 2.777 | 2.8567
| AP Recommendations | Annual Load - Zonal for NYISO GHI (TWh) | Electrolysis Loads | 0 | 0 | 0 | 0 | 0 | 0 | 0 | 0 | 0 | 0 | 0 | 0 | 0 | 0 | 0 | 0 | 0 | 0 | 0 | 0 | 0 | 0 | 0 | 0 | 0 | 0 | 0 | 0 | 0 | 0 | 0
| AP Recommendations | Annual Load - Zonal for NYISO J (TWh) | Electrolysis Loads | 0 | 0 | 0 | 0 | 0 | 0 | 0 | 0 | 0 | 0 | 0 | 0 | 0 | 0 | 0 | 0 | 0 | 0 | 0 | 0 | 0 | 0 | 0 | 0 | 0 | 0 | 0 | 0 | 0 | 0 | 0
| AP Recommendations | Annual Load - Zonal for NYISO K (TWh) | Electrolysis Loads | 0 | 0 | 0 | 0 | 0 | 0 | 0 | 0 | 0 | 0 | 0 | 0 | 0 | 0 | 0 | 0 | 0 | 0 | 0 | 0 | 0 | 0 | 0 | 0 | 0 | 0 | 0 | 0 | 0 | 0 | 0
| AP Recommendations | Annual Load - Zonal for NYISO A-E (TWh) | Total Loads, grossed up for T&D Losses | 56.6153 | 55.985 | 55.3135 | 54.6331 | 54.0576 | 53.5838 | 53.6645 | 54.0079 | 54.57 | 55.3813 | 57.0549 | 59.657 | 62.3839 | 65.4076 | 68.5574 | 71.939 | 75.1372 | 78.4999 | 81.7991 | 85.2256 | 94.5958 | 98.5721 | 102.4217 | 105.9514 | 109.3561 | 112.2497 | 114.728 | 116.778 | 118.7554 | 120.6986 | 122.3669
| AP Recommendations | Annual Load - Zonal for NYISO F (TWh) | Total Loads, grossed up for T&D Losses | 12.2355 | 12.1087 | 11.9681 | 11.8282 | 11.7139 | 11.6156 | 11.6272 | 11.691 | 11.8077 | 11.9657 | 12.3478 | 12.921 | 13.5279 | 14.1635 | 14.835 | 15.5071 | 16.1313 | 16.7362 | 17.3314 | 17.924 | 19.9277 | 20.663 | 21.3736 | 22.0517 | 22.7039 | 23.2934 | 23.7912 | 24.2329 | 24.6609 | 25.0481 | 25.3732
| AP Recommendations | Annual Load - Zonal for NYISO GHI (TWh) | Total Loads, grossed up for T&D Losses | 16.5908 | 16.4732 | 16.3334 | 16.2031 | 16.1127 | 16.0561 | 16.1441 | 16.3293 | 16.6109 | 16.9779 | 17.6694 | 18.6916 | 19.7846 | 20.9429 | 22.1714 | 23.4148 | 24.5464 | 25.6508 | 26.7435 | 27.8309 | 28.8737 | 29.9077 | 30.8992 | 31.8331 | 32.7217 | 33.5548 | 34.2668 | 34.8857 | 35.4774 | 36.0004 | 36.4838
| AP Recommendations | Annual Load - Zonal for NYISO J (TWh) | Total Loads, grossed up for T&D Losses | 53.4879 | 53.1153 | 52.6677 | 52.2426 | 51.8971 | 51.6118 | 51.6822 | 51.8945 | 52.247 | 52.7027 | 53.9363 | 56.2129 | 58.6448 | 61.1766 | 63.8663 | 66.5833 | 68.9059 | 71.1392 | 73.3389 | 75.5592 | 77.6625 | 79.8053 | 81.8665 | 83.8257 | 85.7026 | 87.4673 | 88.8837 | 90.0564 | 91.2121 | 92.2478 | 93.1906
| AP Recommendations | Annual Load - Zonal for NYISO K (TWh) | Total Loads, grossed up for T&D Losses | 20.2515 | 20.0418 | 19.8167 | 19.6125 | 19.456 | 19.3398 | 19.4081 | 19.5759 | 19.8403 | 20.1883 | 20.9261 | 22.0144 | 23.1683 | 24.3808 | 25.658 | 26.9406 | 28.1047 | 29.2298 | 30.3335 | 31.423 | 32.4555 | 33.4727 | 34.4386 | 35.337 | 36.1832 | 36.9658 | 37.6142 | 38.1587 | 38.6749 | 39.1181 | 39.5177
|  |  |  | 2020 | 2021 | 2022 | 2023 | 2024 | 2025 | 2026 | 2027 | 2028 | 2029 | 2030 | 2031 | 2032 | 2033 | 2034 | 2035 | 2036 | 2037 | 2038 | 2039 | 2040 | 2041 | 2042 | 2043 | 2044 | 2045 | 2046 | 2047 | 2048 | 2049 | 2050
| Strategic Use of Low-Carbon Fuels | Annual Load - Zonal for NYISO A-E (TWh) | End-Use Loads | 52.5683 | 51.8465 | 51.0721 | 50.3046 | 49.6035 | 49.0676 | 49.0789 | 49.4491 | 50.098 | 50.9745 | 52.1234 | 54.1155 | 56.1223 | 58.152 | 60.1829 | 62.1961 | 63.9994 | 65.7414 | 67.4123 | 68.9963 | 70.4865 | 71.8896 | 73.2012 | 74.398 | 75.501 | 76.4973 | 77.2946 | 77.9872 | 78.5913 | 79.1124 | 79.6157
| Strategic Use of Low-Carbon Fuels | Annual Load - Zonal for NYISO F (TWh) | End-Use Loads | 11.3604 | 11.2197 | 11.0584 | 10.9054 | 10.7712 | 10.6816 | 10.7095 | 10.8358 | 11.0394 | 11.3058 | 11.6484 | 12.2066 | 12.7684 | 13.3364 | 13.9055 | 14.4709 | 14.9721 | 15.4582 | 15.9257 | 16.3708 | 16.79 | 17.1845 | 17.5522 | 17.8877 | 18.1952 | 18.4722 | 18.695 | 18.8891 | 19.0582 | 19.2056 | 19.3483
| Strategic Use of Low-Carbon Fuels | Annual Load - Zonal for NYISO GHI (TWh) | End-Use Loads | 15.4042 | 15.2551 | 15.0861 | 14.9379 | 14.819 | 14.7786 | 14.9136 | 15.2181 | 15.6555 | 16.2061 | 16.8797 | 17.908 | 18.9505 | 20.0103 | 21.0785 | 22.1463 | 23.0751 | 23.9816 | 24.8607 | 25.7035 | 26.5043 | 27.2651 | 27.979 | 28.6356 | 29.2433 | 29.7978 | 30.2481 | 30.65 | 31.0116 | 31.3376 | 31.6569
| Strategic Use of Low-Carbon Fuels | Annual Load - Zonal for NYISO J (TWh) | End-Use Loads | 49.663 | 49.1606 | 48.5834 | 48.0372 | 47.5408 | 47.2083 | 47.3342 | 47.8143 | 48.5896 | 49.5922 | 50.8216 | 53.2152 | 55.6271 | 58.0598 | 60.487 | 62.8967 | 64.8485 | 66.7436 | 68.5687 | 70.3216 | 71.9851 | 73.5884 | 75.105 | 76.5253 | 77.8536 | 79.0722 | 79.9866 | 80.7973 | 81.5105 | 82.188 | 82.868
| Strategic Use of Low-Carbon Fuels | Annual Load - Zonal for NYISO K (TWh) | End-Use Loads | 18.8041 | 18.5635 | 18.3113 | 18.0891 | 17.904 | 17.8082 | 17.9302 | 18.2354 | 18.6839 | 19.2515 | 19.9539 | 21.0371 | 22.1285 | 23.2319 | 24.3363 | 25.4324 | 26.386 | 27.3076 | 28.1922 | 29.03 | 29.8167 | 30.5555 | 31.2413 | 31.8633 | 32.4318 | 32.9413 | 33.336 | 33.6767 | 33.9718 | 34.2294 | 34.4783
| Strategic Use of Low-Carbon Fuels | Annual Load - Zonal for NYISO A-E (TWh) | End-Use Loads, grossed up for T&D losses | 56.5981 | 55.821 | 54.9872 | 54.1609 | 53.406 | 52.829 | 52.8412 | 53.2398 | 53.9384 | 54.8822 | 56.1191 | 58.2639 | 60.4246 | 62.6098 | 64.7964 | 66.9639 | 68.9055 | 70.781 | 72.58 | 74.2854 | 75.8899 | 77.4005 | 78.8126 | 80.1012 | 81.2887 | 82.3614 | 83.2198 | 83.9656 | 84.6159 | 85.177 | 85.7189
| Strategic Use of Low-Carbon Fuels | Annual Load - Zonal for NYISO F (TWh) | End-Use Loads, grossed up for T&D losses | 12.2312 | 12.0798 | 11.9062 | 11.7414 | 11.5969 | 11.5004 | 11.5305 | 11.6664 | 11.8857 | 12.1724 | 12.5413 | 13.1423 | 13.7472 | 14.3588 | 14.9715 | 15.5802 | 16.1198 | 16.6432 | 17.1465 | 17.6257 | 18.0771 | 18.5019 | 18.8977 | 19.2589 | 19.59 | 19.8883 | 20.1281 | 20.3371 | 20.5192 | 20.6778 | 20.8316
| Strategic Use of Low-Carbon Fuels | Annual Load - Zonal for NYISO GHI (TWh) | End-Use Loads, grossed up for T&D losses | 16.585 | 16.4245 | 16.2425 | 16.083 | 15.955 | 15.9115 | 16.0568 | 16.3847 | 16.8556 | 17.4485 | 18.1736 | 19.2808 | 20.4033 | 21.5443 | 22.6943 | 23.844 | 24.844 | 25.82 | 26.7664 | 27.6739 | 28.5361 | 29.3552 | 30.1239 | 30.8308 | 31.485 | 32.082 | 32.5669 | 32.9996 | 33.3889 | 33.7399 | 34.0836
| Strategic Use of Low-Carbon Fuels | Annual Load - Zonal for NYISO J (TWh) | End-Use Loads, grossed up for T&D losses | 53.4701 | 52.9292 | 52.3078 | 51.7196 | 51.1851 | 50.8272 | 50.9627 | 51.4796 | 52.3144 | 53.3939 | 54.7175 | 57.2946 | 59.8914 | 62.5106 | 65.1238 | 67.7182 | 69.8196 | 71.86 | 73.825 | 75.7124 | 77.5033 | 79.2295 | 80.8624 | 82.3916 | 83.8217 | 85.1337 | 86.1183 | 86.9911 | 87.759 | 88.4884 | 89.2205
| Strategic Use of Low-Carbon Fuels | Annual Load - Zonal for NYISO K (TWh) | End-Use Loads, grossed up for T&D losses | 20.2455 | 19.9866 | 19.715 | 19.4758 | 19.2764 | 19.1734 | 19.3047 | 19.6333 | 20.1162 | 20.7273 | 21.4835 | 22.6497 | 23.8248 | 25.0129 | 26.2019 | 27.382 | 28.4087 | 29.401 | 30.3534 | 31.2554 | 32.1024 | 32.8978 | 33.6362 | 34.3059 | 34.9179 | 35.4666 | 35.8914 | 36.2582 | 36.5761 | 36.8534 | 37.1213
| Strategic Use of Low-Carbon Fuels | Annual Load - Zonal for NYISO A-E (TWh) | Electrolysis Loads | 0.0051719 | 0.094378 | 0.23638 | 0.41056 | 0.62977 | 0.94302 | 1.3056 | 1.745 | 2.2534 | 3.856 | 5.4928 | 6.6988 | 7.8953 | 9.1086 | 10.3185 | 11.5438 | 12.755 | 13.971 | 15.1666 | 16.3563 | 23.599 | 25.4795 | 27.3253 | 29.3902 | 31.4043 | 33.0013 | 34.3933 | 35.5415 | 36.6455 | 37.8337 | 38.8152
| Strategic Use of Low-Carbon Fuels | Annual Load - Zonal for NYISO F (TWh) | Electrolysis Loads | 0 | 0 | 0 | 0 | 0 | 0 | 0 | 0 | 0 | 0 | 0 | 0 | 0 | 0 | 0 | 0 | 0 | 0 | 0 | 0 | 1.4481 | 1.6265 | 1.8053 | 1.9843 | 2.1635 | 2.311 | 2.4297 | 2.5483 | 2.6667 | 2.7851 | 2.8649
| Strategic Use of Low-Carbon Fuels | Annual Load - Zonal for NYISO GHI (TWh) | Electrolysis Loads | 0 | 0 | 0 | 0 | 0 | 0 | 0 | 0 | 0 | 0 | 0 | 0 | 0 | 0 | 0 | 0 | 0 | 0 | 0 | 0 | 0 | 0 | 0 | 0 | 0 | 0 | 0 | 0 | 0 | 0 | 0
| Strategic Use of Low-Carbon Fuels | Annual Load - Zonal for NYISO J (TWh) | Electrolysis Loads | 0 | 0 | 0 | 0 | 0 | 0 | 0 | 0 | 0 | 0 | 0 | 0 | 0 | 0 | 0 | 0 | 0 | 0 | 0 | 0 | 0 | 0 | 0 | 0 | 0 | 0 | 0 | 0 | 0 | 0 | 0
| Strategic Use of Low-Carbon Fuels | Annual Load - Zonal for NYISO K (TWh) | Electrolysis Loads | 0 | 0 | 0 | 0 | 0 | 0 | 0 | 0 | 0 | 0 | 0 | 0 | 0 | 0 | 0 | 0 | 0 | 0 | 0 | 0 | 0 | 0 | 0 | 0 | 0 | 0 | 0 | 0 | 0 | 0 | 0
| Strategic Use of Low-Carbon Fuels | Annual Load - Zonal for NYISO A-E (TWh) | Total Loads, grossed up for T&D Losses | 56.6033 | 55.9154 | 55.2236 | 54.5714 | 54.0358 | 53.772 | 54.1468 | 54.9848 | 56.1918 | 58.7382 | 61.6119 | 64.9627 | 68.3199 | 71.7185 | 75.1149 | 78.5077 | 81.6605 | 84.752 | 87.7467 | 90.6417 | 99.4889 | 102.88 | 106.138 | 109.4915 | 112.6931 | 115.3627 | 117.6131 | 119.5071 | 121.2615 | 123.0107 | 124.5341
| Strategic Use of Low-Carbon Fuels | Annual Load - Zonal for NYISO F (TWh) | Total Loads, grossed up for T&D Losses | 12.2312 | 12.0798 | 11.9062 | 11.7414 | 11.5969 | 11.5004 | 11.5305 | 11.6664 | 11.8857 | 12.1724 | 12.5413 | 13.1423 | 13.7472 | 14.3588 | 14.9715 | 15.5802 | 16.1198 | 16.6432 | 17.1465 | 17.6257 | 19.5252 | 20.1284 | 20.703 | 21.2432 | 21.7534 | 22.1992 | 22.5578 | 22.8853 | 23.1859 | 23.4629 | 23.6965
| Strategic Use of Low-Carbon Fuels | Annual Load - Zonal for NYISO GHI (TWh) | Total Loads, grossed up for T&D Losses | 16.585 | 16.4245 | 16.2425 | 16.083 | 15.955 | 15.9115 | 16.0568 | 16.3847 | 16.8556 | 17.4485 | 18.1736 | 19.2808 | 20.4033 | 21.5443 | 22.6943 | 23.844 | 24.844 | 25.82 | 26.7664 | 27.6739 | 28.5361 | 29.3552 | 30.1239 | 30.8308 | 31.485 | 32.082 | 32.5669 | 32.9996 | 33.3889 | 33.7399 | 34.0836
| Strategic Use of Low-Carbon Fuels | Annual Load - Zonal for NYISO J (TWh) | Total Loads, grossed up for T&D Losses | 53.4701 | 52.9292 | 52.3078 | 51.7196 | 51.1851 | 50.8272 | 50.9627 | 51.4796 | 52.3144 | 53.3939 | 54.7175 | 57.2946 | 59.8914 | 62.5106 | 65.1238 | 67.7182 | 69.8196 | 71.86 | 73.825 | 75.7124 | 77.5033 | 79.2295 | 80.8624 | 82.3916 | 83.8217 | 85.1337 | 86.1183 | 86.9911 | 87.759 | 88.4884 | 89.2205
| Strategic Use of Low-Carbon Fuels | Annual Load - Zonal for NYISO K (TWh) | Total Loads, grossed up for T&D Losses | 20.2455 | 19.9866 | 19.715 | 19.4758 | 19.2764 | 19.1734 | 19.3047 | 19.6333 | 20.1162 | 20.7273 | 21.4835 | 22.6497 | 23.8248 | 25.0129 | 26.2019 | 27.382 | 28.4087 | 29.401 | 30.3534 | 31.2554 | 32.1024 | 32.8978 | 33.6362 | 34.3059 | 34.9179 | 35.4666 | 35.8914 | 36.2582 | 36.5761 | 36.8534 | 37.1213
|  |  |  | 2020 | 2021 | 2022 | 2023 | 2024 | 2025 | 2026 | 2027 | 2028 | 2029 | 2030 | 2031 | 2032 | 2033 | 2034 | 2035 | 2036 | 2037 | 2038 | 2039 | 2040 | 2041 | 2042 | 2043 | 2044 | 2045 | 2046 | 2047 | 2048 | 2049 | 2050
| Accelerated Transition Away from Combustion | Annual Load - Zonal for NYISO A-E (TWh) | End-Use Loads | 52.5707 | 51.8517 | 51.0843 | 50.3306 | 49.6524 | 49.1501 | 49.2104 | 51.1611 | 53.1244 | 53.7594 | 54.6821 | 56.8381 | 59.0559 | 61.3457 | 63.675 | 66.0218 | 68.1976 | 70.3738 | 72.5035 | 74.543 | 76.4792 | 78.3129 | 80.0381 | 81.6278 | 83.1057 | 84.4645 | 85.6122 | 86.6436 | 87.576 | 88.4098 | 89.2158
| Accelerated Transition Away from Combustion | Annual Load - Zonal for NYISO F (TWh) | End-Use Loads | 11.3611 | 11.2209 | 11.0692 | 10.9269 | 10.8052 | 10.7301 | 10.7759 | 11.3331 | 11.8935 | 12.0942 | 12.3746 | 12.9554 | 13.5509 | 14.1641 | 14.7875 | 15.4155 | 15.9881 | 16.5616 | 17.1228 | 17.6615 | 18.172 | 18.6549 | 19.1064 | 19.5211 | 19.9034 | 20.2525 | 20.5444 | 20.8057 | 21.0399 | 21.2488 | 21.4513
| Accelerated Transition Away from Combustion | Annual Load - Zonal for NYISO GHI (TWh) | End-Use Loads | 15.4053 | 15.2574 | 15.0924 | 14.9516 | 14.8443 | 14.8204 | 14.9789 | 15.9724 | 16.9838 | 17.4393 | 18.0296 | 19.0479 | 20.1004 | 21.1918 | 22.3082 | 23.4397 | 24.4482 | 25.4612 | 26.4592 | 27.421 | 28.3375 | 29.208 | 30.0249 | 30.7765 | 31.4725 | 32.1112 | 32.6421 | 33.1213 | 33.5575 | 33.9538 | 34.3413
| Accelerated Transition Away from Combustion | Annual Load - Zonal for NYISO J (TWh) | End-Use Loads | 49.6644 | 49.1637 | 48.5896 | 48.0504 | 47.5661 | 47.2517 | 47.4032 | 49.153 | 50.9572 | 51.6608 | 52.6144 | 54.8445 | 57.143 | 59.511 | 61.9123 | 64.3279 | 66.3208 | 68.2887 | 70.2032 | 72.0487 | 73.8027 | 75.4907 | 77.0851 | 78.5749 | 79.9658 | 81.2425 | 82.2119 | 83.0746 | 83.8378 | 84.5625 | 85.2891
| Accelerated Transition Away from Combustion | Annual Load - Zonal for NYISO K (TWh) | End-Use Loads | 18.8053 | 18.5659 | 18.3173 | 18.1019 | 17.9277 | 17.8475 | 17.9918 | 19.0596 | 20.1383 | 20.5775 | 21.1608 | 22.1867 | 23.2444 | 24.3388 | 25.4533 | 26.577 | 27.5763 | 28.5726 | 29.5446 | 30.4702 | 31.3424 | 32.1616 | 32.9216 | 33.6104 | 34.2396 | 34.8062 | 35.2546 | 35.6467 | 35.9914 | 36.2947 | 36.5883
| Accelerated Transition Away from Combustion | Annual Load - Zonal for NYISO A-E (TWh) | End-Use Loads, grossed up for T&D losses | 56.6007 | 55.8266 | 55.0003 | 54.1888 | 53.4586 | 52.9179 | 52.9827 | 55.083 | 57.1968 | 57.8805 | 58.874 | 61.1952 | 63.583 | 66.0483 | 68.5562 | 71.0829 | 73.4255 | 75.7685 | 78.0615 | 80.2573 | 82.342 | 84.3163 | 86.1737 | 87.8852 | 89.4764 | 90.9394 | 92.175 | 93.2855 | 94.2894 | 95.1871 | 96.0549
| Accelerated Transition Away from Combustion | Annual Load - Zonal for NYISO F (TWh) | End-Use Loads, grossed up for T&D losses | 12.232 | 12.0811 | 11.9177 | 11.7645 | 11.6335 | 11.5527 | 11.6019 | 12.2019 | 12.8052 | 13.0213 | 13.3232 | 13.9485 | 14.5897 | 15.2499 | 15.9211 | 16.5972 | 17.2137 | 17.8312 | 18.4354 | 19.0154 | 19.565 | 20.085 | 20.5711 | 21.0176 | 21.4292 | 21.805 | 22.1193 | 22.4006 | 22.6528 | 22.8777 | 23.0957
| Accelerated Transition Away from Combustion | Annual Load - Zonal for NYISO GHI (TWh) | End-Use Loads, grossed up for T&D losses | 16.5862 | 16.427 | 16.2493 | 16.0978 | 15.9822 | 15.9565 | 16.1271 | 17.1968 | 18.2858 | 18.7762 | 19.4117 | 20.508 | 21.6413 | 22.8163 | 24.0183 | 25.2365 | 26.3223 | 27.413 | 28.4875 | 29.523 | 30.5098 | 31.4471 | 32.3266 | 33.1358 | 33.8851 | 34.5728 | 35.1443 | 35.6603 | 36.13 | 36.5566 | 36.9739
| Accelerated Transition Away from Combustion | Annual Load - Zonal for NYISO J (TWh) | End-Use Loads, grossed up for T&D losses | 53.4716 | 52.9325 | 52.3144 | 51.7338 | 51.2124 | 50.8739 | 51.0371 | 52.921 | 54.8635 | 55.6211 | 56.6477 | 59.0488 | 61.5235 | 64.073 | 66.6583 | 69.2592 | 71.4048 | 73.5235 | 75.5849 | 77.5718 | 79.4603 | 81.2777 | 82.9943 | 84.5983 | 86.0958 | 87.4704 | 88.5141 | 89.4429 | 90.2646 | 91.0448 | 91.8272
| Accelerated Transition Away from Combustion | Annual Load - Zonal for NYISO K (TWh) | End-Use Loads, grossed up for T&D losses | 20.2468 | 19.9892 | 19.7214 | 19.4896 | 19.302 | 19.2157 | 19.371 | 20.5207 | 21.6821 | 22.1549 | 22.783 | 23.8875 | 25.0263 | 26.2045 | 27.4045 | 28.6143 | 29.6902 | 30.7629 | 31.8094 | 32.806 | 33.745 | 34.627 | 35.4453 | 36.187 | 36.8644 | 37.4744 | 37.9571 | 38.3793 | 38.7504 | 39.077 | 39.3931
| Accelerated Transition Away from Combustion | Annual Load - Zonal for NYISO A-E (TWh) | Electrolysis Loads | 0.0075781 | 0.016949 | 0.031002 | 0.053085 | 0.080675 | 0.12135 | 0.17328 | 0.25145 | 0.35278 | 0.48828 | 0.65065 | 1.2723 | 1.8917 | 2.5276 | 3.1556 | 3.7961 | 4.4108 | 5.0307 | 5.6248 | 6.2077 | 14.7074 | 16.0818 | 17.3672 | 18.5487 | 19.6428 | 20.4991 | 21.4942 | 22.3876 | 23.1983 | 23.9402 | 24.4418
| Accelerated Transition Away from Combustion | Annual Load - Zonal for NYISO F (TWh) | Electrolysis Loads | 0 | 0 | 0 | 0 | 0 | 0 | 0 | 0 | 0 | 0 | 0 | 0 | 0 | 0 | 0 | 0 | 0 | 0 | 0 | 0 | 1.8884 | 1.9772 | 2.0657 | 2.154 | 2.2418 | 2.2979 | 2.4143 | 2.5307 | 2.6467 | 2.7627 | 2.8404
| Accelerated Transition Away from Combustion | Annual Load - Zonal for NYISO GHI (TWh) | Electrolysis Loads | 0 | 0 | 0 | 0 | 0 | 0 | 0 | 0 | 0 | 0 | 0 | 0 | 0 | 0 | 0 | 0 | 0 | 0 | 0 | 0 | 0 | 0 | 0 | 0 | 0 | 0 | 0 | 0 | 0 | 0 | 0
| Accelerated Transition Away from Combustion | Annual Load - Zonal for NYISO J (TWh) | Electrolysis Loads | 0 | 0 | 0 | 0 | 0 | 0 | 0 | 0 | 0 | 0 | 0 | 0 | 0 | 0 | 0 | 0 | 0 | 0 | 0 | 0 | 0 | 0 | 0 | 0 | 0 | 0 | 0 | 0 | 0 | 0 | 0
| Accelerated Transition Away from Combustion | Annual Load - Zonal for NYISO K (TWh) | Electrolysis Loads | 0 | 0 | 0 | 0 | 0 | 0 | 0 | 0 | 0 | 0 | 0 | 0 | 0 | 0 | 0 | 0 | 0 | 0 | 0 | 0 | 0 | 0 | 0 | 0 | 0 | 0 | 0 | 0 | 0 | 0 | 0
| Accelerated Transition Away from Combustion | Annual Load - Zonal for NYISO A-E (TWh) | Total Loads, grossed up for T&D Losses | 56.6083 | 55.8435 | 55.0313 | 54.2419 | 53.5393 | 53.0392 | 53.156 | 55.3344 | 57.5496 | 58.3688 | 59.5246 | 62.4675 | 65.4747 | 68.5759 | 71.7118 | 74.8791 | 77.8363 | 80.7992 | 83.6863 | 86.465 | 97.0493 | 100.398 | 103.5408 | 106.4339 | 109.1191 | 111.4386 | 113.6693 | 115.6731 | 117.4877 | 119.1273 | 120.4967
| Accelerated Transition Away from Combustion | Annual Load - Zonal for NYISO F (TWh) | Total Loads, grossed up for T&D Losses | 12.232 | 12.0811 | 11.9177 | 11.7645 | 11.6335 | 11.5527 | 11.6019 | 12.2019 | 12.8052 | 13.0213 | 13.3232 | 13.9485 | 14.5897 | 15.2499 | 15.9211 | 16.5972 | 17.2137 | 17.8312 | 18.4354 | 19.0154 | 21.4534 | 22.0622 | 22.6368 | 23.1715 | 23.671 | 24.1028 | 24.5337 | 24.9313 | 25.2996 | 25.6404 | 25.9361
| Accelerated Transition Away from Combustion | Annual Load - Zonal for NYISO GHI (TWh) | Total Loads, grossed up for T&D Losses | 16.5862 | 16.427 | 16.2493 | 16.0978 | 15.9822 | 15.9565 | 16.1271 | 17.1968 | 18.2858 | 18.7762 | 19.4117 | 20.508 | 21.6413 | 22.8163 | 24.0183 | 25.2365 | 26.3223 | 27.413 | 28.4875 | 29.523 | 30.5098 | 31.4471 | 32.3266 | 33.1358 | 33.8851 | 34.5728 | 35.1443 | 35.6603 | 36.13 | 36.5566 | 36.9739
| Accelerated Transition Away from Combustion | Annual Load - Zonal for NYISO J (TWh) | Total Loads, grossed up for T&D Losses | 53.4716 | 52.9325 | 52.3144 | 51.7338 | 51.2124 | 50.8739 | 51.0371 | 52.921 | 54.8635 | 55.6211 | 56.6477 | 59.0488 | 61.5235 | 64.073 | 66.6583 | 69.2592 | 71.4048 | 73.5235 | 75.5849 | 77.5718 | 79.4603 | 81.2777 | 82.9943 | 84.5983 | 86.0958 | 87.4704 | 88.5141 | 89.4429 | 90.2646 | 91.0448 | 91.8272
| Accelerated Transition Away from Combustion | Annual Load - Zonal for NYISO K (TWh) | Total Loads, grossed up for T&D Losses | 20.2468 | 19.9892 | 19.7214 | 19.4896 | 19.302 | 19.2157 | 19.371 | 20.5207 | 21.6821 | 22.1549 | 22.783 | 23.8875 | 25.0263 | 26.2045 | 27.4045 | 28.6143 | 29.6902 | 30.7629 | 31.8094 | 32.806 | 33.745 | 34.627 | 35.4453 | 36.187 | 36.8644 | 37.4744 | 37.9571 | 38.3793 | 38.7504 | 39.077 | 39.3931
|  |  |  | 2020 | 2021 | 2022 | 2023 | 2024 | 2025 | 2026 | 2027 | 2028 | 2029 | 2030 | 2031 | 2032 | 2033 | 2034 | 2035 | 2036 | 2037 | 2038 | 2039 | 2040 | 2041 | 2042 | 2043 | 2044 | 2045 | 2046 | 2047 | 2048 | 2049 | 2050
| Beyond 85% Reductions | Annual Load - Zonal for NYISO A-E (TWh) | End-Use Loads | 52.5707 | 51.8517 | 51.0832 | 50.327 | 49.6439 | 49.1328 | 49.1772 | 51.0707 | 52.9592 | 53.5369 | 54.3867 | 56.4663 | 58.5958 | 60.7844 | 62.9996 | 65.2197 | 67.3231 | 69.4241 | 71.4793 | 73.448 | 75.3183 | 77.2145 | 79.0088 | 80.6755 | 82.2367 | 83.6839 | 84.9252 | 86.0549 | 87.0887 | 88.0318 | 88.9487
| Beyond 85% Reductions | Annual Load - Zonal for NYISO F (TWh) | End-Use Loads | 11.3611 | 11.2209 | 11.0681 | 10.9244 | 10.8006 | 10.7225 | 10.7632 | 11.3038 | 11.8428 | 12.0271 | 12.2866 | 12.8447 | 13.4144 | 13.9984 | 14.5891 | 15.1811 | 15.7333 | 16.2859 | 16.8265 | 17.3457 | 17.8381 | 18.3359 | 18.8044 | 19.2383 | 19.6417 | 20.0133 | 20.3295 | 20.616 | 20.8766 | 21.1142 | 21.346
| Beyond 85% Reductions | Annual Load - Zonal for NYISO GHI (TWh) | End-Use Loads | 15.4053 | 15.2574 | 15.0918 | 14.9496 | 14.8398 | 14.8114 | 14.962 | 15.9272 | 16.9018 | 17.3288 | 17.8829 | 18.8626 | 19.8707 | 20.9112 | 21.9704 | 23.0384 | 24.0107 | 24.9865 | 25.9478 | 26.8745 | 27.7585 | 28.6494 | 29.49 | 30.269 | 30.9955 | 31.6673 | 32.2338 | 32.7508 | 33.2265 | 33.6657 | 34.097
| Beyond 85% Reductions | Annual Load - Zonal for NYISO J (TWh) | End-Use Loads | 49.6644 | 49.1637 | 48.5888 | 48.0479 | 47.5604 | 47.2401 | 47.381 | 49.0931 | 50.8483 | 51.5139 | 52.4191 | 54.6064 | 56.8543 | 59.1632 | 61.4969 | 63.8368 | 65.7902 | 67.7177 | 69.5923 | 71.4004 | 73.1204 | 74.9695 | 76.7301 | 78.3921 | 79.9599 | 81.4178 | 82.5727 | 83.6246 | 84.58 | 85.5021 | 86.428
| Beyond 85% Reductions | Annual Load - Zonal for NYISO K (TWh) | End-Use Loads | 18.8053 | 18.5659 | 18.3167 | 18.1 | 17.9234 | 17.8388 | 17.9753 | 19.0154 | 20.0581 | 20.4696 | 21.0176 | 22.0065 | 23.0214 | 24.0667 | 25.1258 | 26.1879 | 27.1521 | 28.1122 | 29.0483 | 29.9399 | 30.7804 | 31.6297 | 32.4234 | 33.1496 | 33.8194 | 34.429 | 34.9232 | 35.3632 | 35.7576 | 36.1141 | 36.4618
| Beyond 85% Reductions | Annual Load - Zonal for NYISO A-E (TWh) | End-Use Loads, grossed up for T&D losses | 56.6007 | 55.8266 | 54.9991 | 54.1849 | 53.4495 | 52.8992 | 52.947 | 54.9857 | 57.019 | 57.6409 | 58.5559 | 60.7949 | 63.0877 | 65.444 | 67.829 | 70.2193 | 72.4839 | 74.746 | 76.9588 | 79.0784 | 81.092 | 83.1336 | 85.0654 | 86.8599 | 88.5408 | 90.0989 | 91.4354 | 92.6517 | 93.7647 | 94.7801 | 95.7674
| Beyond 85% Reductions | Annual Load - Zonal for NYISO F (TWh) | End-Use Loads, grossed up for T&D losses | 12.232 | 12.0811 | 11.9166 | 11.7618 | 11.6286 | 11.5444 | 11.5883 | 12.1703 | 12.7506 | 12.949 | 13.2285 | 13.8294 | 14.4428 | 15.0715 | 15.7075 | 16.3448 | 16.9393 | 17.5343 | 18.1164 | 18.6753 | 19.2056 | 19.7414 | 20.2459 | 20.713 | 21.1474 | 21.5475 | 21.8879 | 22.1964 | 22.4769 | 22.7327 | 22.9823
| Beyond 85% Reductions | Annual Load - Zonal for NYISO GHI (TWh) | End-Use Loads, grossed up for T&D losses | 16.5862 | 16.427 | 16.2487 | 16.0957 | 15.9774 | 15.9468 | 16.1089 | 17.1482 | 18.1975 | 18.6572 | 19.2538 | 20.3086 | 21.3939 | 22.5142 | 23.6546 | 24.8045 | 25.8513 | 26.9019 | 27.9369 | 28.9347 | 29.8864 | 30.8456 | 31.7506 | 32.5893 | 33.3715 | 34.0948 | 34.7048 | 35.2614 | 35.7736 | 36.2465 | 36.7108
| Beyond 85% Reductions | Annual Load - Zonal for NYISO J (TWh) | End-Use Loads, grossed up for T&D losses | 53.4716 | 52.9325 | 52.3136 | 51.7312 | 51.2063 | 50.8614 | 51.0131 | 52.8565 | 54.7462 | 55.4629 | 56.4375 | 58.7924 | 61.2126 | 63.6985 | 66.2111 | 68.7304 | 70.8336 | 72.9088 | 74.9271 | 76.8738 | 78.7256 | 80.7165 | 82.6121 | 84.4014 | 86.0895 | 87.6592 | 88.9026 | 90.0351 | 91.0637 | 92.0565 | 93.0534
| Beyond 85% Reductions | Annual Load - Zonal for NYISO K (TWh) | End-Use Loads, grossed up for T&D losses | 20.2468 | 19.9892 | 19.7208 | 19.4875 | 19.2973 | 19.2063 | 19.3533 | 20.4731 | 21.5958 | 22.0388 | 22.6288 | 23.6935 | 24.7862 | 25.9116 | 27.0519 | 28.1955 | 29.2335 | 30.2672 | 31.2751 | 32.235 | 33.1399 | 34.0544 | 34.9089 | 35.6908 | 36.4119 | 37.0683 | 37.6003 | 38.0741 | 38.4987 | 38.8826 | 39.2568
| Beyond 85% Reductions | Annual Load - Zonal for NYISO A-E (TWh) | Electrolysis Loads | 0.0075781 | 0.093667 | 0.18208 | 0.25757 | 0.3368 | 0.47234 | 0.61589 | 0.79114 | 0.98599 | 2.229 | 3.4594 | 4.208 | 4.9365 | 5.6644 | 6.3677 | 7.0674 | 7.7257 | 8.374 | 8.9819 | 9.5646 | 16.189 | 17.7685 | 19.2998 | 20.9537 | 22.5355 | 23.7669 | 24.7964 | 25.6573 | 26.48 | 27.3434 | 27.9965
| Beyond 85% Reductions | Annual Load - Zonal for NYISO F (TWh) | Electrolysis Loads | 0 | 0 | 0 | 0 | 0 | 0 | 0 | 0 | 0 | 0 | 0 | 0 | 0 | 0 | 0 | 0 | 0 | 0 | 0 | 0 | 1.4414 | 1.6179 | 1.7945 | 1.9712 | 2.1479 | 2.2931 | 2.4096 | 2.5259 | 2.642 | 2.7581 | 2.836
| Beyond 85% Reductions | Annual Load - Zonal for NYISO GHI (TWh) | Electrolysis Loads | 0 | 0 | 0 | 0 | 0 | 0 | 0 | 0 | 0 | 0 | 0 | 0 | 0 | 0 | 0 | 0 | 0 | 0 | 0 | 0 | 0 | 0 | 0 | 0 | 0 | 0 | 0 | 0 | 0 | 0 | 0
| Beyond 85% Reductions | Annual Load - Zonal for NYISO J (TWh) | Electrolysis Loads | 0 | 0 | 0 | 0 | 0 | 0 | 0 | 0 | 0 | 0 | 0 | 0 | 0 | 0 | 0 | 0 | 0 | 0 | 0 | 0 | 0 | 0 | 0 | 0 | 0 | 0 | 0 | 0 | 0 | 0 | 0
| Beyond 85% Reductions | Annual Load - Zonal for NYISO K (TWh) | Electrolysis Loads | 0 | 0 | 0 | 0 | 0 | 0 | 0 | 0 | 0 | 0 | 0 | 0 | 0 | 0 | 0 | 0 | 0 | 0 | 0 | 0 | 0 | 0 | 0 | 0 | 0 | 0 | 0 | 0 | 0 | 0 | 0
| Beyond 85% Reductions | Annual Load - Zonal for NYISO A-E (TWh) | Total Loads, grossed up for T&D Losses | 56.6083 | 55.9203 | 55.1812 | 54.4425 | 53.7863 | 53.3715 | 53.5629 | 55.7768 | 58.005 | 59.8699 | 62.0153 | 65.0029 | 68.0242 | 71.1084 | 74.1967 | 77.2868 | 80.2096 | 83.12 | 85.9407 | 88.643 | 97.281 | 100.9021 | 104.3652 | 107.8137 | 111.0764 | 113.8658 | 116.2318 | 118.309 | 120.2448 | 122.1235 | 123.7639
| Beyond 85% Reductions | Annual Load - Zonal for NYISO F (TWh) | Total Loads, grossed up for T&D Losses | 12.232 | 12.0811 | 11.9166 | 11.7618 | 11.6286 | 11.5444 | 11.5883 | 12.1703 | 12.7506 | 12.949 | 13.2285 | 13.8294 | 14.4428 | 15.0715 | 15.7075 | 16.3448 | 16.9393 | 17.5343 | 18.1164 | 18.6753 | 20.647 | 21.3593 | 22.0403 | 22.6842 | 23.2953 | 23.8405 | 24.2974 | 24.7223 | 25.119 | 25.4908 | 25.8183
| Beyond 85% Reductions | Annual Load - Zonal for NYISO GHI (TWh) | Total Loads, grossed up for T&D Losses | 16.5862 | 16.427 | 16.2487 | 16.0957 | 15.9774 | 15.9468 | 16.1089 | 17.1482 | 18.1975 | 18.6572 | 19.2538 | 20.3086 | 21.3939 | 22.5142 | 23.6546 | 24.8045 | 25.8513 | 26.9019 | 27.9369 | 28.9347 | 29.8864 | 30.8456 | 31.7506 | 32.5893 | 33.3715 | 34.0948 | 34.7048 | 35.2614 | 35.7736 | 36.2465 | 36.7108
| Beyond 85% Reductions | Annual Load - Zonal for NYISO J (TWh) | Total Loads, grossed up for T&D Losses | 53.4716 | 52.9325 | 52.3136 | 51.7312 | 51.2063 | 50.8614 | 51.0131 | 52.8565 | 54.7462 | 55.4629 | 56.4375 | 58.7924 | 61.2126 | 63.6985 | 66.2111 | 68.7304 | 70.8336 | 72.9088 | 74.9271 | 76.8738 | 78.7256 | 80.7165 | 82.6121 | 84.4014 | 86.0895 | 87.6592 | 88.9026 | 90.0351 | 91.0637 | 92.0565 | 93.0534
| Beyond 85% Reductions | Annual Load - Zonal for NYISO K (TWh) | Total Loads, grossed up for T&D Losses | 20.2468 | 19.9892 | 19.7208 | 19.4875 | 19.2973 | 19.2063 | 19.3533 | 20.4731 | 21.5958 | 22.0388 | 22.6288 | 23.6935 | 24.7862 | 25.9116 | 27.0519 | 28.1955 | 29.2335 | 30.2672 | 31.2751 | 32.235 | 33.1399 | 34.0544 | 34.9089 | 35.6908 | 36.4119 | 37.0683 | 37.6003 | 38.0741 | 38.4987 | 38.8826 | 39.2568
Comparative Benchmark: 2020 New York State Decarbonization Pathways Analysis – High Technology Availability Scenario Load Forecast and Limited Non-Energy Load Forecast
| Scenario | Load Type | Load Details | 2020 | 2021 | 2022 | 2023 | 2024 | 2025 | 2026 | 2027 | 2028 | 2029 | 2030 | 2031 | 2032 | 2033 | 2034 | 2035 | 2036 | 2037 | 2038 | 2039 | 2040 | 2041 | 2042 | 2043 | 2044 | 2045 | 2046 | 2047 | 2048 | 2049 | 2050
| High Technology Availability | Annual Load - Zonal for NYISO A-E (TWh) | End-Use Loads | 49.1666 | 48.6289 | 48.0278 | 47.4516 | 46.9078 | 46.4058 | 46.2737 | 46.3023 | 46.4801 | 46.8087 | 47.2694 | 48.5237 | 49.8782 | 51.3451 | 52.917 | 54.5695 | 56.2569 | 57.9493 | 59.6297 | 61.2852 | 62.9455 | 64.522 | 66.0083 | 67.3974 | 68.6826 | 69.8584 | 70.9161 | 71.8603 | 72.7115 | 73.4803 | 74.1705
| High Technology Availability | Annual Load - Zonal for NYISO F (TWh) | End-Use Loads | 11.0845 | 10.9794 | 10.8633 | 10.7493 | 10.6412 | 10.5447 | 10.5331 | 10.5566 | 10.6187 | 10.71 | 10.8336 | 11.1412 | 11.4787 | 11.8405 | 12.2312 | 12.6444 | 13.0672 | 13.4935 | 13.919 | 14.3418 | 14.7303 | 15.0993 | 15.4471 | 15.7721 | 16.0729 | 16.3481 | 16.5956 | 16.8165 | 17.0157 | 17.1956 | 17.3572
| High Technology Availability | Annual Load - Zonal for NYISO GHI (TWh) | End-Use Loads | 17.3144 | 17.0988 | 16.8447 | 16.6038 | 16.387 | 16.1814 | 16.1382 | 16.1642 | 16.248 | 16.4066 | 16.6112 | 16.9265 | 17.2935 | 17.7014 | 18.1611 | 18.6464 | 19.1514 | 19.676 | 20.1869 | 20.7599 | 21.3199 | 21.8634 | 22.3874 | 22.8896 | 23.3676 | 23.8186 | 24.2369 | 24.6234 | 24.9843 | 25.323 | 25.6391
| High Technology Availability | Annual Load - Zonal for NYISO J (TWh) | End-Use Loads | 48.386 | 47.8011 | 47.1084 | 46.5037 | 45.9567 | 45.4834 | 45.4145 | 45.5401 | 45.7821 | 46.2858 | 46.9047 | 47.7705 | 48.7891 | 49.9047 | 51.1159 | 52.4215 | 53.7793 | 55.1568 | 56.4812 | 57.9549 | 59.5183 | 61.0356 | 62.4985 | 63.9005 | 65.2348 | 66.4938 | 67.6615 | 68.7406 | 69.7482 | 70.6935 | 71.576
| High Technology Availability | Annual Load - Zonal for NYISO K (TWh) | End-Use Loads | 19.6159 | 19.385 | 19.1503 | 18.848 | 18.533 | 18.2448 | 18.1674 | 18.1829 | 18.3655 | 18.5459 | 18.8822 | 19.3751 | 19.9053 | 20.5339 | 21.2386 | 22.0111 | 22.8239 | 23.6633 | 24.6085 | 25.357 | 26.041 | 26.7049 | 27.3449 | 27.9584 | 28.5422 | 29.093 | 29.6039 | 30.0761 | 30.5169 | 30.9305 | 31.3166
| High Technology Availability | Annual Load - Zonal for NYISO A-E (TWh) | End-Use Loads, grossed up for T&D losses | 52.9356 | 52.3567 | 51.7095 | 51.0891 | 50.5036 | 49.9632 | 49.8209 | 49.8517 | 50.0432 | 50.397 | 50.893 | 52.2434 | 53.7017 | 55.2811 | 56.9736 | 58.7526 | 60.5695 | 62.3915 | 64.2008 | 65.9832 | 67.7708 | 69.4681 | 71.0684 | 72.5639 | 73.9476 | 75.2137 | 76.3524 | 77.369 | 78.2855 | 79.1131 | 79.8563
| High Technology Availability | Annual Load - Zonal for NYISO F (TWh) | End-Use Loads, grossed up for T&D losses | 11.9343 | 11.8211 | 11.696 | 11.5733 | 11.4569 | 11.3531 | 11.3405 | 11.3658 | 11.4328 | 11.531 | 11.6641 | 11.9953 | 12.3587 | 12.7482 | 13.1688 | 13.6136 | 14.0689 | 14.5279 | 14.986 | 15.4412 | 15.8595 | 16.2567 | 16.6312 | 16.9812 | 17.305 | 17.6013 | 17.8678 | 18.1057 | 18.3201 | 18.5138 | 18.6877
| High Technology Availability | Annual Load - Zonal for NYISO GHI (TWh) | End-Use Loads, grossed up for T&D losses | 18.6417 | 18.4095 | 18.136 | 17.8766 | 17.6432 | 17.4218 | 17.3754 | 17.4033 | 17.4935 | 17.6643 | 17.8846 | 18.224 | 18.6192 | 19.0584 | 19.5533 | 20.0758 | 20.6196 | 21.1844 | 21.7344 | 22.3513 | 22.9543 | 23.5394 | 24.1036 | 24.6443 | 25.1589 | 25.6445 | 26.0948 | 26.511 | 26.8996 | 27.2642 | 27.6045
| High Technology Availability | Annual Load - Zonal for NYISO J (TWh) | End-Use Loads, grossed up for T&D losses | 52.0952 | 51.4655 | 50.7196 | 50.0686 | 49.4796 | 48.97 | 48.8958 | 49.0311 | 49.2916 | 49.834 | 50.5004 | 51.4325 | 52.5292 | 53.7303 | 55.0344 | 56.44 | 57.9019 | 59.385 | 60.8109 | 62.3977 | 64.0808 | 65.7145 | 67.2895 | 68.799 | 70.2356 | 71.5911 | 72.8483 | 74.0101 | 75.095 | 76.1128 | 77.0629
| High Technology Availability | Annual Load - Zonal for NYISO K (TWh) | End-Use Loads, grossed up for T&D losses | 21.1197 | 20.871 | 20.6183 | 20.2929 | 19.9537 | 19.6434 | 19.5601 | 19.5768 | 19.7733 | 19.9676 | 20.3297 | 20.8603 | 21.4312 | 22.108 | 22.8667 | 23.6985 | 24.5736 | 25.4773 | 26.4949 | 27.3008 | 28.0373 | 28.752 | 29.4411 | 30.1016 | 30.7302 | 31.3232 | 31.8733 | 32.3816 | 32.8563 | 33.3016 | 33.7173
| High Technology Availability | Annual Load - Zonal for NYISO A-E (TWh) | Electrolysis Loads | 0.054674 | 0.082397 | 0.1101 | 0.13697 | 0.16383 | 0.18986 | 0.21505 | 0.24023 | 0.26375 | 0.28564 | 0.30671 | 0.65143 | 1.0552 | 1.5301 | 2.0818 | 2.7076 | 3.3953 | 4.1335 | 4.9172 | 5.7463 | 6.6263 | 7.5331 | 8.4675 | 9.4302 | 10.4204 | 11.4358 | 12.4277 | 13.3912 | 14.3167 | 15.1975 | 16.0249
| High Technology Availability | Annual Load - Zonal for NYISO F (TWh) | Electrolysis Loads | 0.012326 | 0.018603 | 0.024903 | 0.031028 | 0.037166 | 0.043141 | 0.048951 | 0.05477 | 0.060255 | 0.065356 | 0.070294 | 0.14957 | 0.24283 | 0.35286 | 0.48119 | 0.62738 | 0.78866 | 0.96249 | 1.1478 | 1.3447 | 1.5507 | 1.7629 | 1.9815 | 2.2068 | 2.4386 | 2.6762 | 2.9083 | 3.1338 | 3.3503 | 3.5565 | 3.7501
| High Technology Availability | Annual Load - Zonal for NYISO GHI (TWh) | Electrolysis Loads | 0 | 0 | 0 | 0 | 0 | 0 | 0 | 0 | 0 | 0 | 0 | 0 | 0 | 0 | 0 | 0 | 0 | 0 | 0 | 0 | 0 | 0 | 0 | 0 | 0 | 0 | 0 | 0 | 0 | 0 | 0
| High Technology Availability | Annual Load - Zonal for NYISO J (TWh) | Electrolysis Loads | 0 | 0 | 0 | 0 | 0 | 0 | 0 | 0 | 0 | 0 | 0 | 0 | 0 | 0 | 0 | 0 | 0 | 0 | 0 | 0 | 0 | 0 | 0 | 0 | 0 | 0 | 0 | 0 | 0 | 0 | 0
| High Technology Availability | Annual Load - Zonal for NYISO K (TWh) | Electrolysis Loads | 0 | 0 | 0 | 0 | 0 | 0 | 0 | 0 | 0 | 0 | 0 | 0 | 0 | 0 | 0 | 0 | 0 | 0 | 0 | 0 | 0 | 0 | 0 | 0 | 0 | 0 | 0 | 0 | 0 | 0 | 0
| High Technology Availability | Annual Load - Zonal for NYISO A-E (TWh) | Total Loads, grossed up for T&D Losses | 52.9903 | 52.4391 | 51.8196 | 51.2261 | 50.6675 | 50.153 | 50.036 | 50.092 | 50.3069 | 50.6826 | 51.1997 | 52.8949 | 54.7569 | 56.8113 | 59.0554 | 61.4603 | 63.9648 | 66.525 | 69.118 | 71.7295 | 74.3971 | 77.0012 | 79.5358 | 81.9941 | 84.3681 | 86.6495 | 88.7801 | 90.7602 | 92.6021 | 94.3107 | 95.8812
| High Technology Availability | Annual Load - Zonal for NYISO F (TWh) | Total Loads, grossed up for T&D Losses | 11.9466 | 11.8397 | 11.721 | 11.6043 | 11.4941 | 11.3962 | 11.3895 | 11.4206 | 11.493 | 11.5964 | 11.7344 | 12.1449 | 12.6015 | 13.101 | 13.65 | 14.241 | 14.8576 | 15.4903 | 16.1338 | 16.7859 | 17.4102 | 18.0196 | 18.6127 | 19.188 | 19.7436 | 20.2775 | 20.7761 | 21.2394 | 21.6705 | 22.0703 | 22.4378
| High Technology Availability | Annual Load - Zonal for NYISO GHI (TWh) | Total Loads, grossed up for T&D Losses | 18.6417 | 18.4095 | 18.136 | 17.8766 | 17.6432 | 17.4218 | 17.3754 | 17.4033 | 17.4935 | 17.6643 | 17.8846 | 18.224 | 18.6192 | 19.0584 | 19.5533 | 20.0758 | 20.6196 | 21.1844 | 21.7344 | 22.3513 | 22.9543 | 23.5394 | 24.1036 | 24.6443 | 25.1589 | 25.6445 | 26.0948 | 26.511 | 26.8996 | 27.2642 | 27.6045
| High Technology Availability | Annual Load - Zonal for NYISO J (TWh) | Total Loads, grossed up for T&D Losses | 52.0952 | 51.4655 | 50.7196 | 50.0686 | 49.4796 | 48.97 | 48.8958 | 49.0311 | 49.2916 | 49.834 | 50.5004 | 51.4325 | 52.5292 | 53.7303 | 55.0344 | 56.44 | 57.9019 | 59.385 | 60.8109 | 62.3977 | 64.0808 | 65.7145 | 67.2895 | 68.799 | 70.2356 | 71.5911 | 72.8483 | 74.0101 | 75.095 | 76.1128 | 77.0629
| High Technology Availability | Annual Load - Zonal for NYISO K (TWh) | Total Loads, grossed up for T&D Losses | 21.1197 | 20.871 | 20.6183 | 20.2929 | 19.9537 | 19.6434 | 19.5601 | 19.5768 | 19.7733 | 19.9676 | 20.3297 | 20.8603 | 21.4312 | 22.108 | 22.8667 | 23.6985 | 24.5736 | 25.4773 | 26.4949 | 27.3008 | 28.0373 | 28.752 | 29.4411 | 30.1016 | 30.7302 | 31.3232 | 31.8733 | 32.3816 | 32.8563 | 33.3016 | 33.7173
|  |  |  | 2020 | 2021 | 2022 | 2023 | 2024 | 2025 | 2026 | 2027 | 2028 | 2029 | 2030 | 2031 | 2032 | 2033 | 2034 | 2035 | 2036 | 2037 | 2038 | 2039 | 2040 | 2041 | 2042 | 2043 | 2044 | 2045 | 2046 | 2047 | 2048 | 2049 | 2050
| Limited Non-Energy | Annual Load - Zonal for NYISO A-E (TWh) | End-Use Loads | 49.2067 | 48.7466 | 48.2672 | 47.8565 | 47.5244 | 47.2711 | 47.5042 | 47.967 | 48.5976 | 49.3533 | 50.1635 | 51.8082 | 53.5526 | 55.4162 | 57.3918 | 59.4422 | 61.4484 | 63.3728 | 65.1891 | 66.9002 | 68.8913 | 70.5338 | 71.9537 | 73.1746 | 74.2172 | 75.1199 | 76.2919 | 77.3342 | 78.3415 | 79.1232 | 79.6969
| Limited Non-Energy | Annual Load - Zonal for NYISO F (TWh) | End-Use Loads | 11.0936 | 11.006 | 10.9174 | 10.841 | 10.781 | 10.7414 | 10.8132 | 10.9361 | 11.1025 | 11.2922 | 11.4969 | 11.8954 | 12.3244 | 12.7793 | 13.2655 | 13.7734 | 14.2731 | 14.7563 | 15.2167 | 15.6558 | 16.1217 | 16.5061 | 16.8384 | 17.1241 | 17.3681 | 17.5793 | 17.8536 | 18.0975 | 18.3333 | 18.5162 | 18.6504
| Limited Non-Energy | Annual Load - Zonal for NYISO GHI (TWh) | End-Use Loads | 17.3346 | 17.1569 | 16.9603 | 16.7956 | 16.6741 | 16.5782 | 16.6751 | 16.8576 | 17.1002 | 17.4071 | 17.7315 | 18.1787 | 18.6758 | 19.2124 | 19.8011 | 20.4091 | 21.0111 | 21.6054 | 22.1519 | 22.7419 | 23.4163 | 23.9843 | 24.4865 | 24.9314 | 25.3262 | 25.6836 | 26.1252 | 26.5308 | 26.9534 | 27.3022 | 27.5753
| Limited Non-Energy | Annual Load - Zonal for NYISO J (TWh) | End-Use Loads | 48.4426 | 47.9637 | 47.4319 | 47.0409 | 46.7618 | 46.5986 | 46.9252 | 47.4938 | 48.1834 | 49.1085 | 50.0682 | 51.3046 | 52.6889 | 54.1646 | 55.7318 | 57.3771 | 59.0014 | 60.5651 | 61.979 | 63.4881 | 65.3706 | 66.9563 | 68.3583 | 69.6004 | 70.7024 | 71.7004 | 72.9331 | 74.0653 | 75.2452 | 76.2188 | 76.9813
| Limited Non-Energy | Annual Load - Zonal for NYISO K (TWh) | End-Use Loads | 19.6389 | 19.451 | 19.2818 | 19.0657 | 18.8576 | 18.6921 | 18.7717 | 18.963 | 19.3288 | 19.6769 | 20.1557 | 20.8084 | 21.4964 | 22.2867 | 23.1565 | 24.0919 | 25.0402 | 25.9836 | 27.0038 | 27.778 | 28.6016 | 29.2954 | 29.9088 | 30.4522 | 30.9344 | 31.371 | 31.9104 | 32.4058 | 32.922 | 33.348 | 33.6816
| Limited Non-Energy | Annual Load - Zonal for NYISO A-E (TWh) | End-Use Loads, grossed up for T&D losses | 52.9788 | 52.4834 | 51.9673 | 51.5251 | 51.1675 | 50.8948 | 51.1458 | 51.6441 | 52.323 | 53.1366 | 54.0089 | 55.7797 | 57.6578 | 59.6643 | 61.7914 | 63.9989 | 66.1589 | 68.2308 | 70.1863 | 72.0286 | 74.1724 | 75.9408 | 77.4695 | 78.784 | 79.9065 | 80.8784 | 82.1403 | 83.2625 | 84.347 | 85.1886 | 85.8063
| Limited Non-Energy | Annual Load - Zonal for NYISO F (TWh) | End-Use Loads, grossed up for T&D losses | 11.944 | 11.8497 | 11.7544 | 11.672 | 11.6075 | 11.5648 | 11.6421 | 11.7745 | 11.9536 | 12.1579 | 12.3782 | 12.8073 | 13.2691 | 13.759 | 14.2824 | 14.8293 | 15.3672 | 15.8875 | 16.3831 | 16.8559 | 17.3576 | 17.7715 | 18.1292 | 18.4368 | 18.6995 | 18.9269 | 19.2222 | 19.4849 | 19.7386 | 19.9356 | 20.0801
| Limited Non-Energy | Annual Load - Zonal for NYISO GHI (TWh) | End-Use Loads, grossed up for T&D losses | 18.6635 | 18.4722 | 18.2605 | 18.0831 | 17.9523 | 17.849 | 17.9534 | 18.1499 | 18.4111 | 18.7415 | 19.0908 | 19.5723 | 20.1075 | 20.6852 | 21.3191 | 21.9737 | 22.6218 | 23.2616 | 23.85 | 24.4853 | 25.2113 | 25.8229 | 26.3636 | 26.8426 | 27.2676 | 27.6525 | 28.1279 | 28.5646 | 29.0196 | 29.3951 | 29.6892
| Limited Non-Energy | Annual Load - Zonal for NYISO J (TWh) | End-Use Loads, grossed up for T&D losses | 52.1561 | 51.6405 | 51.0679 | 50.647 | 50.3465 | 50.1708 | 50.5224 | 51.1346 | 51.877 | 52.873 | 53.9063 | 55.2376 | 56.7279 | 58.3167 | 60.0041 | 61.7755 | 63.5243 | 65.208 | 66.7301 | 68.355 | 70.3818 | 72.0891 | 73.5985 | 74.9358 | 76.1223 | 77.1968 | 78.524 | 79.743 | 81.0134 | 82.0616 | 82.8825
| Limited Non-Energy | Annual Load - Zonal for NYISO K (TWh) | End-Use Loads, grossed up for T&D losses | 21.1443 | 20.942 | 20.7599 | 20.5273 | 20.3032 | 20.125 | 20.2107 | 20.4166 | 20.8105 | 21.1853 | 21.7008 | 22.4036 | 23.1442 | 23.9952 | 24.9316 | 25.9388 | 26.9597 | 27.9755 | 29.0738 | 29.9074 | 30.7941 | 31.5411 | 32.2016 | 32.7866 | 33.3058 | 33.7759 | 34.3566 | 34.8899 | 35.4458 | 35.9044 | 36.2636
| Limited Non-Energy | Annual Load - Zonal for NYISO A-E (TWh) | Electrolysis Loads | 0.054674 | 0.082397 | 0.1101 | 0.13697 | 0.16383 | 0.18986 | 0.25089 | 0.34609 | 0.47539 | 0.63721 | 0.83307 | 1.5338 | 2.3428 | 3.2797 | 4.3521 | 5.5484 | 6.7639 | 7.9815 | 9.1964 | 10.4091 | 11.7146 | 12.9236 | 14.0792 | 15.1837 | 16.2348 | 17.2291 | 18.1197 | 18.9576 | 19.7088 | 20.3749 | 20.9722
| Limited Non-Energy | Annual Load - Zonal for NYISO F (TWh) | Electrolysis Loads | 0.012326 | 0.018603 | 0.024903 | 0.031028 | 0.037166 | 0.043141 | 0.057109 | 0.078907 | 0.10861 | 0.14579 | 0.19093 | 0.35217 | 0.53917 | 0.75632 | 1.0059 | 1.2856 | 1.5711 | 1.8585 | 2.1466 | 2.4359 | 2.7414 | 3.0244 | 3.2948 | 3.5533 | 3.7992 | 4.0319 | 4.2403 | 4.4364 | 4.6122 | 4.7681 | 4.9078
| Limited Non-Energy | Annual Load - Zonal for NYISO GHI (TWh) | Electrolysis Loads | 0 | 0 | 0 | 0 | 0 | 0 | 0 | 0 | 0 | 0 | 0 | 0 | 0 | 0 | 0 | 0 | 0 | 0 | 0 | 0 | 0 | 0 | 0 | 0 | 0 | 0 | 0 | 0 | 0 | 0 | 0
| Limited Non-Energy | Annual Load - Zonal for NYISO J (TWh) | Electrolysis Loads | 0 | 0 | 0 | 0 | 0 | 0 | 0 | 0 | 0 | 0 | 0 | 0 | 0 | 0 | 0 | 0 | 0 | 0 | 0 | 0 | 0 | 0 | 0 | 0 | 0 | 0 | 0 | 0 | 0 | 0 | 0
| Limited Non-Energy | Annual Load - Zonal for NYISO K (TWh) | Electrolysis Loads | 0 | 0 | 0 | 0 | 0 | 0 | 0 | 0 | 0 | 0 | 0 | 0 | 0 | 0 | 0 | 0 | 0 | 0 | 0 | 0 | 0 | 0 | 0 | 0 | 0 | 0 | 0 | 0 | 0 | 0 | 0
| Limited Non-Energy | Annual Load - Zonal for NYISO A-E (TWh) | Total Loads, grossed up for T&D Losses | 53.0335 | 52.5658 | 52.0774 | 51.6621 | 51.3313 | 51.0847 | 51.3967 | 51.9902 | 52.7984 | 53.7738 | 54.842 | 57.3136 | 60.0007 | 62.9439 | 66.1434 | 69.5473 | 72.9228 | 76.2124 | 79.3827 | 82.4377 | 85.887 | 88.8645 | 91.5487 | 93.9677 | 96.1413 | 98.1075 | 100.26 | 102.2201 | 104.0558 | 105.5635 | 106.7785
| Limited Non-Energy | Annual Load - Zonal for NYISO F (TWh) | Total Loads, grossed up for T&D Losses | 11.9563 | 11.8683 | 11.7793 | 11.7031 | 11.6447 | 11.6079 | 11.6992 | 11.8534 | 12.0622 | 12.3036 | 12.5692 | 13.1594 | 13.8083 | 14.5153 | 15.2883 | 16.1149 | 16.9383 | 17.746 | 18.5298 | 19.2918 | 20.099 | 20.7958 | 21.424 | 21.9901 | 22.4987 | 22.9588 | 23.4625 | 23.9213 | 24.3508 | 24.7037 | 24.988
| Limited Non-Energy | Annual Load - Zonal for NYISO GHI (TWh) | Total Loads, grossed up for T&D Losses | 18.6635 | 18.4722 | 18.2605 | 18.0831 | 17.9523 | 17.849 | 17.9534 | 18.1499 | 18.4111 | 18.7415 | 19.0908 | 19.5723 | 20.1075 | 20.6852 | 21.3191 | 21.9737 | 22.6218 | 23.2616 | 23.85 | 24.4853 | 25.2113 | 25.8229 | 26.3636 | 26.8426 | 27.2676 | 27.6525 | 28.1279 | 28.5646 | 29.0196 | 29.3951 | 29.6892
| Limited Non-Energy | Annual Load - Zonal for NYISO J (TWh) | Total Loads, grossed up for T&D Losses | 52.1561 | 51.6405 | 51.0679 | 50.647 | 50.3465 | 50.1708 | 50.5224 | 51.1346 | 51.877 | 52.873 | 53.9063 | 55.2376 | 56.7279 | 58.3167 | 60.0041 | 61.7755 | 63.5243 | 65.208 | 66.7301 | 68.355 | 70.3818 | 72.0891 | 73.5985 | 74.9358 | 76.1223 | 77.1968 | 78.524 | 79.743 | 81.0134 | 82.0616 | 82.8825
| Limited Non-Energy | Annual Load - Zonal for NYISO K (TWh) | Total Loads, grossed up for T&D Losses | 21.1443 | 20.942 | 20.7599 | 20.5273 | 20.3032 | 20.125 | 20.2107 | 20.4166 | 20.8105 | 21.1853 | 21.7008 | 22.4036 | 23.1442 | 23.9952 | 24.9316 | 25.9388 | 26.9597 | 27.9755 | 29.0738 | 29.9074 | 30.7941 | 31.5411 | 32.2016 | 32.7866 | 33.3058 | 33.7759 | 34.3566 | 34.8899 | 35.4458 | 35.9044 | 36.2636

## Gas Throughput
Gas Throughput
2050 gas throughput by fuel and scenario [for non-electric-generators], annual pipeline throughput by scenario.
Note: 2020 is a modeled year, reflecting historical trends.
2050 Gas Throughput by Sector (Tbtu)
| Sector |  | Reference | AP Recommendations | Strategic Use of Low-Carbon Fuels | Accelerated Transition Away from Combustion | Beyond 85% Reductions
| Residential |  | 494.7285 | 32.6981 | 16.3534 | 15.898 | 15.898
| Commercial |  | 358.1401 | 24.107 | 10.8669 | 10.2183 | 10.2183
| Industrial |  | 108.7256 | 65.035 | 58.2302 | 27.8454 | 27.8454
| Transportation |  | 31.061 | 29.3613 | 1.0443 | 1.0444 | 1.0443
2050 Gas Throughput by Fuel (Tbtu)
| Fuel |  | Reference | AP Recommendations | Strategic Use of Low-Carbon Fuels | Accelerated Transition Away from Combustion | Beyond 85% Reductions
| Natural Gas |  | 992.6552 | 0 | 0 | 0 | 0
| Renewable Natural Gas |  | 0 | 86.1664 | 22.767 | 21.6631 | 21.663
| Hydrogen |  | 0 | 65.035 | 63.7277 | 33.3429 | 33.3429
2050 Gas Throughput by Sector by Fuel (Tbtu)
| Sector | Fuel | Reference | AP Recommendations | Strategic Use of Low-Carbon Fuels | Accelerated Transition Away from Combustion | Beyond 85% Reductions
| Residential | Natural Gas | 494.7285 | 0 | 0 | 0 | 0
| Residential | Renewable Natural Gas | 0 | 32.6981 | 16.3534 | 15.898 | 15.898
| Residential | Hydrogen | 0 | 0 | 0 | 0 | 0
| Commercial | Natural Gas | 358.1401 | 0 | 0 | 0 | 0
| Commercial | Renewable Natural Gas | 0 | 24.107 | 5.3694 | 4.7208 | 4.7208
| Commercial | Hydrogen | 0 | 0 | 5.4975 | 5.4975 | 5.4975
| Industrial | Natural Gas | 108.7256 | 0 | 0 | 0 | 0
| Industrial | Renewable Natural Gas | 0 | 0 | 0 | 0 | 0
| Industrial | Hydrogen | 0 | 65.035 | 58.2302 | 27.8454 | 27.8454
| Transportation | Natural Gas | 31.061 | 0 | 0 | 0 | 0
| Transportation | Renewable Natural Gas | 0 | 29.3613 | 1.0443 | 1.0444 | 1.0443
Pipeline Throughput by Scenario [hardcoded: Natural Gas, Hydrogen, Renewable Natural Gas]. Not inclusive of gas or hydrogen demand for electric power
| Scenario [Plot Name] | Fuels Included [hardcode] | 2020 | 2021 | 2022 | 2023 | 2024 | 2025 | 2026 | 2027 | 2028 | 2029 | 2030 | 2031 | 2032 | 2033 | 2034 | 2035 | 2036 | 2037 | 2038 | 2039 | 2040 | 2041 | 2042 | 2043 | 2044 | 2045 | 2046 | 2047 | 2048 | 2049 | 2050
| Reference | {"Natural Gas", "Renewable Natural Gas", "Hydrogen"} | 928.0782 | 930.3903 | 932.1964 | 934.1364 | 935.5218 | 935.8441 | 938.3971 | 940.7314 | 943.1454 | 945.7803 | 948.0735 | 950.2761 | 952.3256 | 954.2075 | 955.9588 | 957.789 | 959.3526 | 960.9043 | 962.469 | 964.009 | 966.013 | 967.8551 | 970.1678 | 972.0686 | 975.037 | 977.559 | 980.4975 | 983.6033 | 986.4987 | 989.587 | 992.6552
| Scenario 1: AP Recommendations | {"Natural Gas", "Renewable Natural Gas", "Hydrogen"} | 929.4412 | 926.766 | 925.7673 | 920.717 | 913.3797 | 902.5171 | 892.06 | 880.4447 | 868.0692 | 853.0951 | 816.0273 | 777.4268 | 736.8314 | 692.8755 | 649.188 | 602.6047 | 558.4048 | 514.0955 | 471.082 | 430.5329 | 391.1474 | 354.9385 | 321.13 | 289.9426 | 261.6814 | 236.3239 | 214.0017 | 194.1258 | 177.4028 | 163.1861 | 151.2014
| Scenario 2: Strategic Use of Low-Carbon Fuels | {"Natural Gas", "Renewable Natural Gas", "Hydrogen"} | 928.3488 | 923.2283 | 918.299 | 909.3928 | 893.3525 | 871.7944 | 845.9173 | 812.1404 | 771.0664 | 725.9617 | 675.0083 | 629.9341 | 584.7832 | 540.257 | 496.1995 | 452.897 | 410.9166 | 370.8248 | 332.5404 | 296.4702 | 263.1774 | 232.9279 | 205.9048 | 182.0773 | 161.2945 | 143.3123 | 128.0011 | 114.9404 | 103.8148 | 94.4365 | 86.4948
| Scenario 3: Accelerated Transition Away from Combustion | {"Natural Gas", "Renewable Natural Gas", "Hydrogen"} | 928.3488 | 923.2112 | 918.2814 | 909.3702 | 893.3171 | 871.7375 | 845.8314 | 782.3751 | 718.9118 | 683.3322 | 641.7745 | 602.3738 | 561.4183 | 519.7357 | 477.393 | 434.9044 | 392.9992 | 352.4657 | 313.4133 | 276.3896 | 242.0612 | 210.7608 | 182.7057 | 157.8756 | 136.1125 | 117.1556 | 100.8508 | 86.7644 | 74.5738 | 64.0881 | 55.0061
| Scenario 4: Beyond 85% Reduction | {"Natural Gas", "Renewable Natural Gas", "Hydrogen"} | 928.3488 | 923.2112 | 918.2809 | 909.3693 | 893.3158 | 871.7358 | 845.8295 | 782.3729 | 718.9094 | 683.3296 | 641.7719 | 602.3712 | 561.4157 | 519.7331 | 477.3906 | 434.902 | 392.9972 | 352.4639 | 313.4118 | 276.3883 | 242.0601 | 210.7599 | 182.7049 | 157.875 | 136.1121 | 117.1552 | 100.8505 | 86.7641 | 74.5736 | 64.088 | 55.006
Pipeline Throughput Reduction By Scenario
| Scenario | Pipeline Reduction
| AP Recommendations | 83.73%
| Strategic Use of Low-Carbon Fuels | 90.68%
| Accelerated Transition Away from Combustion | 94.07%
| : Beyond 85% Reductions | 94.07%

## H2 Demand
Hydrogen Demand by Scenario
Hydrogen Demand (Tbtu)
| Scenario | Fuel | Sector | 2018 | 2019 | 2020 | 2021 | 2022 | 2023 | 2024 | 2025 | 2026 | 2027 | 2028 | 2029 | 2030 | 2031 | 2032 | 2033 | 2034 | 2035 | 2036 | 2037 | 2038 | 2039 | 2040 | 2041 | 2042 | 2043 | 2044 | 2045 | 2046 | 2047 | 2048 | 2049 | 2050
| reference | Hydrogen | Final Energy Demand | 3.6596e-05 | 3.3587e-05 | 3.0718e-05 | 2.7988e-05 | 2.5406e-05 | 2.2945e-05 | 2.0585e-05 | 1.8346e-05 | 1.6226e-05 | 1.4228e-05 | 1.2327e-05 | 1.0498e-05 | 8.723e-06 | 7.0719e-06 | 5.6482e-06 | 4.4505e-06 | 3.4647e-06 | 2.6676e-06 | 2.0382e-06 | 1.5456e-06 | 1.1589e-06 | 8.6285e-07 | 6.3718e-07 | 4.6242e-07 | 3.3039e-07 | 2.2954e-07 | 1.5266e-07 | 9.1775e-08 | 5.706e-08 | 2.8016e-08 | 6.3765e-09 | 0 | 0
| reference | Hydrogen | Electricity Generation | 0 | 0 | 0 | 0 | 0 | 0 | 0 | 0 | 0 | 0 | 0 | 0 | 0 | 0 | 0 | 0 | 0 | 0 | 0 | 0 | 0 | 0 | 0 | 0 | 0 | 0 | 0 | 0 | 0 | 0 | 0 | 0 | 0
| reference | Hydrogen | Total | 3.6596e-05 | 3.3587e-05 | 3.0718e-05 | 2.7988e-05 | 2.5406e-05 | 2.2945e-05 | 2.0585e-05 | 1.8346e-05 | 1.6226e-05 | 1.4228e-05 | 1.2327e-05 | 1.0498e-05 | 8.723e-06 | 7.0719e-06 | 5.6482e-06 | 4.4505e-06 | 3.4647e-06 | 2.6676e-06 | 2.0382e-06 | 1.5456e-06 | 1.1589e-06 | 8.6285e-07 | 6.3718e-07 | 4.6242e-07 | 3.3039e-07 | 2.2954e-07 | 1.5266e-07 | 9.1775e-08 | 5.706e-08 | 2.8016e-08 | 6.3765e-09 | 0 | 0
| ap recommendations | Hydrogen | Final Energy Demand | 3.6596e-05 | 3.3586e-05 | 3.0721e-05 | 0.20525 | 0.46966 | 0.78895 | 1.1598 | 1.7195 | 2.3594 | 3.32 | 4.3979 | 5.9405 | 7.6079 | 10.0894 | 12.5973 | 16.091 | 19.5983 | 24.3207 | 28.9691 | 34.9039 | 40.7619 | 47.4192 | 53.9673 | 60.5029 | 66.9073 | 72.3402 | 77.6455 | 81.5956 | 85.2451 | 87.7296 | 90.1013 | 93.134 | 96.0289
| ap recommendations | Hydrogen | Electricity Generation | 0 | 0 | 0 | 0 | 0 | 0 | 0 | 0 | 0 | 0 | 0 | 0 | 0 | 0 | 0 | 0 | 0 | 0 | 6 | 13 | 19 | 25 | 31 | 35 | 39 | 43 | 47 | 51 | 54 | 57 | 60 | 63 | 66
| ap recommendations | Hydrogen | Total | 3.6596e-05 | 3.3586e-05 | 3.0721e-05 | 0.20525 | 0.46966 | 0.78895 | 1.1598 | 1.7195 | 2.3594 | 3.32 | 4.3979 | 5.9405 | 7.6079 | 10.0894 | 12.5973 | 16.091 | 19.5983 | 24.3207 | 34.9691 | 47.9039 | 59.7619 | 72.4192 | 84.9673 | 95.5029 | 105.9073 | 115.3402 | 124.6455 | 132.5956 | 139.2451 | 144.7296 | 150.1013 | 156.134 | 162.0289
| lcf | Hydrogen | Final Energy Demand | 3.6596e-05 | 0.012753 | 0.024707 | 0.45215 | 1.1357 | 1.9781 | 3.0429 | 4.5694 | 6.3441 | 8.5032 | 11.011 | 18.895 | 26.9903 | 33.0991 | 39.2266 | 45.5034 | 51.8289 | 58.2988 | 64.7639 | 71.3195 | 77.8372 | 84.3892 | 90.8696 | 97.3729 | 103.7598 | 111.3635 | 118.772 | 124.7285 | 130.2729 | 134.5552 | 138.6347 | 143.2054 | 147.557
| lcf | Hydrogen | Electricity Generation | 0 | 0 | 0 | 0 | 0 | 0 | 0 | 0 | 0 | 0 | 0 | 0 | 0 | 0 | 0 | 0 | 0 | 0 | 5 | 10 | 15 | 20 | 26 | 26 | 27 | 27 | 28 | 28 | 29 | 29 | 29 | 30 | 30
| lcf | Hydrogen | Total | 3.6596e-05 | 0.012753 | 0.024707 | 0.45215 | 1.1357 | 1.9781 | 3.0429 | 4.5694 | 6.3441 | 8.5032 | 11.011 | 18.895 | 26.9903 | 33.0991 | 39.2266 | 45.5034 | 51.8289 | 58.2988 | 69.7639 | 81.3195 | 92.8372 | 104.3892 | 116.8696 | 123.3729 | 130.7598 | 138.3635 | 146.772 | 152.7285 | 159.2729 | 163.5552 | 167.6347 | 173.2054 | 177.557
| aapa | Hydrogen | Final Energy Demand | 3.6596e-05 | 0.016294 | 0.036203 | 0.081199 | 0.14895 | 0.25578 | 0.38981 | 0.58801 | 0.84201 | 1.2253 | 1.7238 | 2.3926 | 3.1971 | 6.2867 | 9.3986 | 12.6272 | 15.8505 | 19.1714 | 22.3962 | 25.681 | 28.8671 | 32.028 | 35.0613 | 40.5726 | 45.6714 | 50.2725 | 54.4536 | 58.1069 | 61.1739 | 63.7209 | 65.8429 | 67.6084 | 68.9486
| aapa | Hydrogen | Electricity Generation | 0 | 0 | 0 | 0 | 0 | 0 | 0 | 0 | 0 | 0 | 0 | 0 | 0 | 0 | 0 | 0 | 0 | 0 | 8 | 16 | 24 | 33 | 41 | 42 | 43 | 45 | 46 | 47 | 48 | 49 | 50 | 51 | 52
| aapa | Hydrogen | Total | 3.6596e-05 | 0.016294 | 0.036203 | 0.081199 | 0.14895 | 0.25578 | 0.38981 | 0.58801 | 0.84201 | 1.2253 | 1.7238 | 2.3926 | 3.1971 | 6.2867 | 9.3986 | 12.6272 | 15.8505 | 19.1714 | 30.3962 | 41.681 | 52.8671 | 65.028 | 76.0613 | 82.5726 | 88.6714 | 95.2725 | 100.4536 | 105.1069 | 109.1739 | 112.7209 | 115.8429 | 118.6084 | 120.9486
| combined | Hydrogen | Final Energy Demand | 3.6596e-05 | 0.016294 | 0.036203 | 0.44875 | 0.87481 | 1.241 | 1.6274 | 2.2887 | 2.9927 | 3.8551 | 4.818 | 10.9221 | 16.9987 | 20.7918 | 24.5262 | 28.2975 | 31.9848 | 35.6923 | 39.2275 | 42.748 | 46.0964 | 49.3477 | 52.4009 | 57.1226 | 61.6387 | 66.8458 | 71.7211 | 75.4762 | 78.8163 | 81.2794 | 83.5556 | 86.071 | 88.3325
| combined | Hydrogen | Electricity Generation | 0 | 0 | 0 | 0 | 0 | 0 | 0 | 0 | 0 | 0 | 0 | 0 | 0 | 0 | 0 | 0 | 0 | 0 | 6 | 13 | 19 | 25 | 32 | 33 | 34 | 35 | 36 | 37 | 38 | 40 | 41 | 42 | 43
| combined | Hydrogen | Total | 3.6596e-05 | 0.016294 | 0.036203 | 0.44875 | 0.87481 | 1.241 | 1.6274 | 2.2887 | 2.9927 | 3.8551 | 4.818 | 10.9221 | 16.9987 | 20.7918 | 24.5262 | 28.2975 | 31.9848 | 35.6923 | 45.2275 | 55.748 | 65.0964 | 74.3477 | 84.4009 | 90.1226 | 95.6387 | 101.8458 | 107.7211 | 112.4762 | 116.8163 | 121.2794 | 124.5556 | 128.071 | 131.3325

## Reference_Energy by FuelSector
Final Energy by Fuel and Sector - Reference
Final energy demand by fuel and sector for Reference Case.
Note: 2020 is a modeled year, reflecting historical trends. Results on this tab do not include primary energy demand for electricity generation, synthetic fuel production, or electrolysis (primary energy demand means the input fuel burned by the generators to produce electricity)
Final Energy by Fuel by Sector, Aggregated Buildings (Tbtu)
| Scenario | Sector | Graphing Fuel | 2018 | 2019 | 2020 | 2021 | 2022 | 2023 | 2024 | 2025 | 2026 | 2027 | 2028 | 2029 | 2030 | 2031 | 2032 | 2033 | 2034 | 2035 | 2036 | 2037 | 2038 | 2039 | 2040 | 2041 | 2042 | 2043 | 2044 | 2045 | 2046 | 2047 | 2048 | 2049 | 2050
| reference | Buildings | Electricity | 450.1683 | 444.5433 | 441.3724 | 436.9687 | 431.6117 | 425.7221 | 418.949 | 412.0421 | 407.8185 | 403.7099 | 399.7712 | 396.1481 | 392.838 | 389.8957 | 387.2091 | 384.7172 | 382.4135 | 380.3316 | 378.5064 | 376.9652 | 375.7301 | 374.8256 | 374.2781 | 374.0051 | 374.0248 | 374.2258 | 374.7098 | 375.3111 | 376.0787 | 376.9711 | 377.9309 | 378.9826 | 380.0952
| reference | Buildings | Natural Gas | 799.1202 | 801.0776 | 804.7448 | 807.9018 | 810.5688 | 813.3872 | 815.6685 | 816.9059 | 818.7139 | 820.2967 | 821.9517 | 823.8225 | 825.3453 | 826.7718 | 828.04 | 829.1362 | 830.0982 | 831.1356 | 831.8995 | 832.6421 | 833.3865 | 834.0938 | 835.2537 | 836.2412 | 837.6893 | 838.7153 | 840.7984 | 842.4244 | 844.4557 | 846.6429 | 848.6082 | 850.7545 | 852.8686
| reference | Buildings | Renewable Natural Gas | 0 | 0 | 0 | 0 | 0 | 0 | 0 | 0 | 0 | 0 | 0 | 0 | 0 | 0 | 0 | 0 | 0 | 0 | 0 | 0 | 0 | 0 | 0 | 0 | 0 | 0 | 0 | 0 | 0 | 0 | 0 | 0 | 0
| reference | Buildings | Gasoline | 15.4897 | 15.5478 | 15.6063 | 15.3518 | 15.0953 | 14.8368 | 14.5763 | 14.3137 | 14.3683 | 14.4233 | 14.4786 | 14.5342 | 14.5902 | 14.6465 | 14.7032 | 14.7602 | 14.8176 | 14.8754 | 14.9335 | 14.9919 | 15.0508 | 15.11 | 15.1695 | 15.2295 | 15.2898 | 15.3505 | 15.4115 | 15.473 | 15.5348 | 15.597 | 15.6597 | 15.7227 | 15.7861
| reference | Buildings | Renewable Gasoline | 0 | 0 | 0 | 0 | 0 | 0 | 0 | 0 | 0 | 0 | 0 | 0 | 0 | 0 | 0 | 0 | 0 | 0 | 0 | 0 | 0 | 0 | 0 | 0 | 0 | 0 | 0 | 0 | 0 | 0 | 0 | 0 | 0
| reference | Buildings | Distillate | 161.6403 | 160.3634 | 157.0212 | 152.7346 | 145.3468 | 139.8394 | 133.8373 | 120.7325 | 114.4046 | 107.8325 | 101.2757 | 94.7902 | 78.5124 | 73.132 | 68.0115 | 63.1749 | 58.6438 | 54.4532 | 50.5833 | 47.0637 | 43.9027 | 41.1039 | 38.6903 | 36.6076 | 34.8721 | 33.4044 | 32.25 | 31.2905 | 30.5349 | 29.9394 | 29.4568 | 29.0855 | 28.7983
| reference | Buildings | Renewable Distillate | 5.8272 | 5.786 | 5.6699 | 5.5165 | 7.6498 | 7.36 | 7.0441 | 13.4147 | 12.7116 | 11.9814 | 11.2529 | 10.5322 | 19.6281 | 18.283 | 17.0029 | 15.7937 | 14.661 | 13.6133 | 12.6458 | 11.7659 | 10.9757 | 10.276 | 9.6726 | 9.1519 | 8.718 | 8.3511 | 8.0625 | 7.8226 | 7.6337 | 7.4848 | 7.3642 | 7.2714 | 7.1996
| reference | Buildings | Jet Fuel | 0 | 0 | 0 | 0 | 0 | 0 | 0 | 0 | 0 | 0 | 0 | 0 | 0 | 0 | 0 | 0 | 0 | 0 | 0 | 0 | 0 | 0 | 0 | 0 | 0 | 0 | 0 | 0 | 0 | 0 | 0 | 0 | 0
| reference | Buildings | Renewable Jet Fuel | 0 | 0 | 0 | 0 | 0 | 0 | 0 | 0 | 0 | 0 | 0 | 0 | 0 | 0 | 0 | 0 | 0 | 0 | 0 | 0 | 0 | 0 | 0 | 0 | 0 | 0 | 0 | 0 | 0 | 0 | 0 | 0 | 0
| reference | Buildings | Other Petroleum | 40.8065 | 40.5461 | 40.279 | 39.7389 | 39.1287 | 38.4917 | 37.8244 | 37.1362 | 36.6443 | 36.1379 | 35.6699 | 35.2427 | 34.8301 | 34.4498 | 34.092 | 33.7549 | 33.4387 | 33.1524 | 32.8857 | 32.6492 | 32.4414 | 32.2628 | 32.1403 | 32.0511 | 32.0103 | 31.9795 | 32.003 | 32.0198 | 32.054 | 32.0942 | 32.1245 | 32.1594 | 32.1921
| reference | Buildings | Coal | 0 | 0 | 0 | 0 | 0 | 0 | 0 | 0 | 0 | 0 | 0 | 0 | 0 | 0 | 0 | 0 | 0 | 0 | 0 | 0 | 0 | 0 | 0 | 0 | 0 | 0 | 0 | 0 | 0 | 0 | 0 | 0 | 0
| reference | Buildings | Wood and Waste | 40.4712 | 39.8983 | 39.3612 | 38.4187 | 37.5331 | 36.7301 | 35.9978 | 35.3292 | 35.1674 | 35.0427 | 34.9495 | 34.884 | 34.8262 | 34.7857 | 34.755 | 34.7319 | 34.7147 | 34.7063 | 34.6956 | 34.685 | 34.6723 | 34.6551 | 34.6411 | 34.6145 | 34.5895 | 34.5476 | 34.5239 | 34.4872 | 34.4589 | 34.4361 | 34.4111 | 34.3939 | 34.3798
| reference | Buildings | Hydrogen | 0 | 0 | 0 | 0 | 0 | 0 | 0 | 0 | 0 | 0 | 0 | 0 | 0 | 0 | 0 | 0 | 0 | 0 | 0 | 0 | 0 | 0 | 0 | 0 | 0 | 0 | 0 | 0 | 0 | 0 | 0 | 0 | 0
Final Energy by Fuel by Sector (Tbtu)
| Scenario | Sector | Graphing Fuel | 2018 | 2019 | 2020 | 2021 | 2022 | 2023 | 2024 | 2025 | 2026 | 2027 | 2028 | 2029 | 2030 | 2031 | 2032 | 2033 | 2034 | 2035 | 2036 | 2037 | 2038 | 2039 | 2040 | 2041 | 2042 | 2043 | 2044 | 2045 | 2046 | 2047 | 2048 | 2049 | 2050
| reference | Residential | Electricity | 162.0944 | 157.5652 | 155.7069 | 154.5465 | 153.3212 | 152.2306 | 150.9054 | 149.4858 | 148.1043 | 146.7669 | 145.5001 | 144.3133 | 143.16 | 142.0806 | 141.0629 | 140.1093 | 139.2178 | 138.3921 | 137.5998 | 136.8547 | 136.1712 | 135.5697 | 135.0743 | 134.6516 | 134.3311 | 134.0635 | 133.9223 | 133.8269 | 133.8175 | 133.8784 | 133.9815 | 134.142 | 134.3419
| reference | Residential | Natural Gas | 492.6895 | 493.4183 | 495.112 | 496.5102 | 497.3204 | 497.9705 | 498.1051 | 497.5063 | 496.8973 | 496.136 | 495.4431 | 494.9433 | 494.2359 | 493.6213 | 492.9754 | 492.3091 | 491.6374 | 491.1188 | 490.5192 | 490.0116 | 489.5862 | 489.2131 | 489.2145 | 489.1565 | 489.443 | 489.4843 | 490.2541 | 490.7376 | 491.4925 | 492.3665 | 493.0792 | 493.9124 | 494.7285
| reference | Residential | Renewable Natural Gas | 0 | 0 | 0 | 0 | 0 | 0 | 0 | 0 | 0 | 0 | 0 | 0 | 0 | 0 | 0 | 0 | 0 | 0 | 0 | 0 | 0 | 0 | 0 | 0 | 0 | 0 | 0 | 0 | 0 | 0 | 0 | 0 | 0
| reference | Residential | Gasoline | 0 | 0 | 0 | 0 | 0 | 0 | 0 | 0 | 0 | 0 | 0 | 0 | 0 | 0 | 0 | 0 | 0 | 0 | 0 | 0 | 0 | 0 | 0 | 0 | 0 | 0 | 0 | 0 | 0 | 0 | 0 | 0 | 0
| reference | Residential | Renewable Gasoline | 0 | 0 | 0 | 0 | 0 | 0 | 0 | 0 | 0 | 0 | 0 | 0 | 0 | 0 | 0 | 0 | 0 | 0 | 0 | 0 | 0 | 0 | 0 | 0 | 0 | 0 | 0 | 0 | 0 | 0 | 0 | 0 | 0
| reference | Residential | Distillate | 114.8536 | 114.1492 | 112.1737 | 109.632 | 104.8567 | 101.4028 | 97.5557 | 88.4598 | 84.2499 | 79.8053 | 75.3381 | 70.888 | 59.0318 | 55.186 | 51.47 | 47.8993 | 44.4908 | 41.2773 | 38.2528 | 35.4541 | 32.9027 | 30.6146 | 28.6176 | 26.8754 | 25.4033 | 24.1408 | 23.1221 | 22.2571 | 21.5528 | 20.9771 | 20.4958 | 20.1089 | 19.7969
| reference | Residential | Renewable Distillate | 4.1485 | 4.1258 | 4.0567 | 3.9662 | 5.5188 | 5.337 | 5.1345 | 9.8289 | 9.3611 | 8.8673 | 8.3709 | 7.8764 | 14.7579 | 13.7965 | 12.8675 | 11.9748 | 11.1227 | 10.3193 | 9.5632 | 8.8635 | 8.2257 | 7.6537 | 7.1544 | 6.7189 | 6.3508 | 6.0352 | 5.7805 | 5.5643 | 5.3882 | 5.2443 | 5.1239 | 5.0272 | 4.9492
| reference | Residential | Jet Fuel | 0 | 0 | 0 | 0 | 0 | 0 | 0 | 0 | 0 | 0 | 0 | 0 | 0 | 0 | 0 | 0 | 0 | 0 | 0 | 0 | 0 | 0 | 0 | 0 | 0 | 0 | 0 | 0 | 0 | 0 | 0 | 0 | 0
| reference | Residential | Renewable Jet Fuel | 0 | 0 | 0 | 0 | 0 | 0 | 0 | 0 | 0 | 0 | 0 | 0 | 0 | 0 | 0 | 0 | 0 | 0 | 0 | 0 | 0 | 0 | 0 | 0 | 0 | 0 | 0 | 0 | 0 | 0 | 0 | 0 | 0
| reference | Residential | Other Petroleum | 32.7119 | 32.4211 | 32.1235 | 31.7163 | 31.2401 | 30.7383 | 30.2071 | 29.6561 | 29.1357 | 28.6006 | 28.1037 | 27.6474 | 27.2055 | 26.7959 | 26.4084 | 26.0415 | 25.6953 | 25.3789 | 25.0818 | 24.8147 | 24.5761 | 24.3666 | 24.213 | 24.0925 | 24.0202 | 23.9576 | 23.9492 | 23.934 | 23.9358 | 23.9435 | 23.9411 | 23.9431 | 23.9426
| reference | Residential | Coal | 0 | 0 | 0 | 0 | 0 | 0 | 0 | 0 | 0 | 0 | 0 | 0 | 0 | 0 | 0 | 0 | 0 | 0 | 0 | 0 | 0 | 0 | 0 | 0 | 0 | 0 | 0 | 0 | 0 | 0 | 0 | 0 | 0
| reference | Residential | Wood and Waste | 40.4712 | 39.8983 | 39.3612 | 38.4187 | 37.5331 | 36.7301 | 35.9978 | 35.3292 | 35.1674 | 35.0427 | 34.9495 | 34.884 | 34.8262 | 34.7857 | 34.755 | 34.7319 | 34.7147 | 34.7063 | 34.6956 | 34.685 | 34.6723 | 34.6551 | 34.6411 | 34.6145 | 34.5895 | 34.5476 | 34.5239 | 34.4872 | 34.4589 | 34.4361 | 34.4111 | 34.3939 | 34.3798
| reference | Residential | Hydrogen | 0 | 0 | 0 | 0 | 0 | 0 | 0 | 0 | 0 | 0 | 0 | 0 | 0 | 0 | 0 | 0 | 0 | 0 | 0 | 0 | 0 | 0 | 0 | 0 | 0 | 0 | 0 | 0 | 0 | 0 | 0 | 0 | 0
| reference | Commercial | Electricity | 288.0739 | 286.978 | 285.6655 | 282.4222 | 278.2905 | 273.4915 | 268.0436 | 262.5563 | 259.7142 | 256.943 | 254.2712 | 251.8348 | 249.678 | 247.8151 | 246.1462 | 244.6079 | 243.1957 | 241.9396 | 240.9067 | 240.1104 | 239.5589 | 239.256 | 239.2038 | 239.3535 | 239.6937 | 240.1624 | 240.7875 | 241.4843 | 242.2612 | 243.0927 | 243.9493 | 244.8405 | 245.7533
| reference | Commercial | Natural Gas | 306.4308 | 307.6593 | 309.6328 | 311.3916 | 313.2484 | 315.4167 | 317.5634 | 319.3995 | 321.8166 | 324.1607 | 326.5086 | 328.8792 | 331.1095 | 333.1505 | 335.0647 | 336.8271 | 338.4609 | 340.0168 | 341.3803 | 342.6305 | 343.8003 | 344.8807 | 346.0392 | 347.0847 | 348.2462 | 349.2309 | 350.5442 | 351.6868 | 352.9632 | 354.2764 | 355.529 | 356.8421 | 358.1401
| reference | Commercial | Renewable Natural Gas | 0 | 0 | 0 | 0 | 0 | 0 | 0 | 0 | 0 | 0 | 0 | 0 | 0 | 0 | 0 | 0 | 0 | 0 | 0 | 0 | 0 | 0 | 0 | 0 | 0 | 0 | 0 | 0 | 0 | 0 | 0 | 0 | 0
| reference | Commercial | Gasoline | 15.4897 | 15.5478 | 15.6063 | 15.3518 | 15.0953 | 14.8368 | 14.5763 | 14.3137 | 14.3683 | 14.4233 | 14.4786 | 14.5342 | 14.5902 | 14.6465 | 14.7032 | 14.7602 | 14.8176 | 14.8754 | 14.9335 | 14.9919 | 15.0508 | 15.11 | 15.1695 | 15.2295 | 15.2898 | 15.3505 | 15.4115 | 15.473 | 15.5348 | 15.597 | 15.6597 | 15.7227 | 15.7861
| reference | Commercial | Renewable Gasoline | 0 | 0 | 0 | 0 | 0 | 0 | 0 | 0 | 0 | 0 | 0 | 0 | 0 | 0 | 0 | 0 | 0 | 0 | 0 | 0 | 0 | 0 | 0 | 0 | 0 | 0 | 0 | 0 | 0 | 0 | 0 | 0 | 0
| reference | Commercial | Distillate | 46.7866 | 46.2142 | 44.8476 | 43.1026 | 40.4902 | 38.4367 | 36.2816 | 32.2727 | 30.1547 | 28.0273 | 25.9377 | 23.9022 | 19.4806 | 17.946 | 16.5414 | 15.2756 | 14.153 | 13.176 | 12.3306 | 11.6095 | 10.9999 | 10.4893 | 10.0727 | 9.7321 | 9.4688 | 9.2636 | 9.1279 | 9.0334 | 8.9821 | 8.9623 | 8.961 | 8.9766 | 9.0014
| reference | Commercial | Renewable Distillate | 1.6787 | 1.6603 | 1.6132 | 1.5503 | 2.1311 | 2.023 | 1.9096 | 3.5859 | 3.3505 | 3.1141 | 2.882 | 2.6558 | 4.8701 | 4.4865 | 4.1354 | 3.8189 | 3.5382 | 3.294 | 3.0826 | 2.9024 | 2.75 | 2.6223 | 2.5182 | 2.433 | 2.3672 | 2.3159 | 2.282 | 2.2584 | 2.2455 | 2.2406 | 2.2402 | 2.2442 | 2.2504
| reference | Commercial | Jet Fuel | 0 | 0 | 0 | 0 | 0 | 0 | 0 | 0 | 0 | 0 | 0 | 0 | 0 | 0 | 0 | 0 | 0 | 0 | 0 | 0 | 0 | 0 | 0 | 0 | 0 | 0 | 0 | 0 | 0 | 0 | 0 | 0 | 0
| reference | Commercial | Renewable Jet Fuel | 0 | 0 | 0 | 0 | 0 | 0 | 0 | 0 | 0 | 0 | 0 | 0 | 0 | 0 | 0 | 0 | 0 | 0 | 0 | 0 | 0 | 0 | 0 | 0 | 0 | 0 | 0 | 0 | 0 | 0 | 0 | 0 | 0
| reference | Commercial | Other Petroleum | 8.0946 | 8.125 | 8.1555 | 8.0226 | 7.8885 | 7.7534 | 7.6173 | 7.4801 | 7.5086 | 7.5373 | 7.5662 | 7.5953 | 7.6245 | 7.654 | 7.6836 | 7.7134 | 7.7434 | 7.7736 | 7.8039 | 7.8345 | 7.8652 | 7.8962 | 7.9273 | 7.9586 | 7.9901 | 8.0219 | 8.0538 | 8.0859 | 8.1182 | 8.1507 | 8.1834 | 8.2164 | 8.2495
| reference | Commercial | Coal | 0 | 0 | 0 | 0 | 0 | 0 | 0 | 0 | 0 | 0 | 0 | 0 | 0 | 0 | 0 | 0 | 0 | 0 | 0 | 0 | 0 | 0 | 0 | 0 | 0 | 0 | 0 | 0 | 0 | 0 | 0 | 0 | 0
| reference | Commercial | Wood and Waste | 0 | 0 | 0 | 0 | 0 | 0 | 0 | 0 | 0 | 0 | 0 | 0 | 0 | 0 | 0 | 0 | 0 | 0 | 0 | 0 | 0 | 0 | 0 | 0 | 0 | 0 | 0 | 0 | 0 | 0 | 0 | 0 | 0
| reference | Commercial | Hydrogen | 0 | 0 | 0 | 0 | 0 | 0 | 0 | 0 | 0 | 0 | 0 | 0 | 0 | 0 | 0 | 0 | 0 | 0 | 0 | 0 | 0 | 0 | 0 | 0 | 0 | 0 | 0 | 0 | 0 | 0 | 0 | 0 | 0
| reference | Industrial | Electricity | 62.3628 | 62.9808 | 63.6074 | 63.2825 | 62.9488 | 62.606 | 62.2539 | 61.8923 | 62.5265 | 63.1694 | 63.8212 | 64.482 | 65.1519 | 65.831 | 66.5194 | 67.2173 | 67.9248 | 68.642 | 69.3689 | 70.1058 | 70.8527 | 71.6098 | 72.3773 | 73.1551 | 73.9435 | 74.7426 | 75.5526 | 76.3735 | 77.2055 | 78.0488 | 78.9034 | 79.7696 | 80.6475
| reference | Industrial | Natural Gas | 91.6509 | 92.3391 | 93.0366 | 92.1251 | 91.1998 | 90.2603 | 89.3063 | 88.3373 | 89.0313 | 89.7345 | 90.447 | 91.169 | 91.9006 | 92.6418 | 93.3928 | 94.1538 | 94.9247 | 95.7058 | 96.4972 | 97.2989 | 98.1112 | 98.9341 | 99.7678 | 100.6123 | 101.4679 | 102.3346 | 103.2127 | 104.1021 | 105.0031 | 105.9158 | 106.8404 | 107.7769 | 108.7256
| reference | Industrial | Renewable Natural Gas | 0 | 0 | 0 | 0 | 0 | 0 | 0 | 0 | 0 | 0 | 0 | 0 | 0 | 0 | 0 | 0 | 0 | 0 | 0 | 0 | 0 | 0 | 0 | 0 | 0 | 0 | 0 | 0 | 0 | 0 | 0 | 0 | 0
| reference | Industrial | Gasoline | 0 | 0 | 0 | 0 | 0 | 0 | 0 | 0 | 0 | 0 | 0 | 0 | 0 | 0 | 0 | 0 | 0 | 0 | 0 | 0 | 0 | 0 | 0 | 0 | 0 | 0 | 0 | 0 | 0 | 0 | 0 | 0 | 0
| reference | Industrial | Renewable Gasoline | 0 | 0 | 0 | 0 | 0 | 0 | 0 | 0 | 0 | 0 | 0 | 0 | 0 | 0 | 0 | 0 | 0 | 0 | 0 | 0 | 0 | 0 | 0 | 0 | 0 | 0 | 0 | 0 | 0 | 0 | 0 | 0 | 0
| reference | Industrial | Distillate | 7.7734 | 7.8812 | 7.9905 | 8.0888 | 8.1885 | 8.2893 | 8.3915 | 8.4951 | 8.6132 | 8.7331 | 8.8547 | 8.9779 | 9.103 | 9.2297 | 9.3583 | 9.4888 | 9.621 | 9.7551 | 9.8912 | 10.0292 | 10.1691 | 10.311 | 10.4549 | 10.6009 | 10.7489 | 10.899 | 11.0513 | 11.2057 | 11.3623 | 11.5212 | 11.6822 | 11.8456 | 12.0113
| reference | Industrial | Renewable Distillate | 0 | 0 | 0 | 0 | 0 | 0 | 0 | 0 | 0 | 0 | 0 | 0 | 0 | 0 | 0 | 0 | 0 | 0 | 0 | 0 | 0 | 0 | 0 | 0 | 0 | 0 | 0 | 0 | 0 | 0 | 0 | 0 | 0
| reference | Industrial | Jet Fuel | 0 | 0 | 0 | 0 | 0 | 0 | 0 | 0 | 0 | 0 | 0 | 0 | 0 | 0 | 0 | 0 | 0 | 0 | 0 | 0 | 0 | 0 | 0 | 0 | 0 | 0 | 0 | 0 | 0 | 0 | 0 | 0 | 0
| reference | Industrial | Renewable Jet Fuel | 0 | 0 | 0 | 0 | 0 | 0 | 0 | 0 | 0 | 0 | 0 | 0 | 0 | 0 | 0 | 0 | 0 | 0 | 0 | 0 | 0 | 0 | 0 | 0 | 0 | 0 | 0 | 0 | 0 | 0 | 0 | 0 | 0
| reference | Industrial | Other Petroleum | 20.5835 | 20.8564 | 21.1333 | 21.1734 | 21.2113 | 21.247 | 21.2803 | 21.3112 | 21.596 | 21.8848 | 22.1776 | 22.4745 | 22.7757 | 23.081 | 23.3906 | 23.7046 | 24.023 | 24.3459 | 24.6733 | 25.0053 | 25.342 | 25.6834 | 26.0296 | 26.3806 | 26.7367 | 27.0977 | 27.4637 | 27.835 | 28.2114 | 28.5932 | 28.9803 | 29.3728 | 29.7709
| reference | Industrial | Coal | 9.7158 | 9.5768 | 9.4401 | 9.1668 | 8.9005 | 8.6408 | 8.3876 | 8.1408 | 8.028 | 7.917 | 7.8078 | 7.7004 | 7.5948 | 7.4909 | 7.3886 | 7.2881 | 7.1891 | 7.0918 | 6.9961 | 6.9019 | 6.8092 | 6.718 | 6.6282 | 6.54 | 6.4531 | 6.3676 | 6.2835 | 6.2007 | 6.1192 | 6.039 | 5.9601 | 5.8825 | 5.8061
| reference | Industrial | Wood and Waste | 23.9463 | 24.0251 | 24.105 | 23.7022 | 23.2974 | 22.8903 | 22.481 | 22.0694 | 22.1475 | 22.2268 | 22.3071 | 22.3886 | 22.4712 | 22.555 | 22.64 | 22.7261 | 22.8135 | 22.902 | 22.9919 | 23.0829 | 23.1753 | 23.2689 | 23.3639 | 23.4601 | 23.5578 | 23.6568 | 23.7571 | 23.8589 | 23.9621 | 24.0668 | 24.1729 | 24.2805 | 24.3896
| reference | Industrial | Hydrogen | 0 | 0 | 0 | 0 | 0 | 0 | 0 | 0 | 0 | 0 | 0 | 0 | 0 | 0 | 0 | 0 | 0 | 0 | 0 | 0 | 0 | 0 | 0 | 0 | 0 | 0 | 0 | 0 | 0 | 0 | 0 | 0 | 0
| reference | Transportation | Electricity | 0.12628 | 0.29861 | 0.49742 | 0.74601 | 1.055 | 1.4615 | 2.1137 | 3.1839 | 4.5311 | 6.1586 | 8.1449 | 10.4426 | 13.0378 | 15.8383 | 18.8108 | 22.0192 | 25.4537 | 29.1065 | 32.9239 | 36.8919 | 40.9317 | 45.0284 | 49.1284 | 53.2355 | 57.3007 | 61.3034 | 65.277 | 69.266 | 73.2199 | 77.1525 | 81.099 | 84.7907 | 88.5217
| reference | Transportation | Natural Gas | 30.1559 | 30.2278 | 30.2968 | 30.3635 | 30.4278 | 30.4888 | 30.547 | 30.6009 | 30.652 | 30.7002 | 30.7466 | 30.7888 | 30.8276 | 30.8625 | 30.8928 | 30.9175 | 30.9358 | 30.9475 | 30.9559 | 30.9633 | 30.9713 | 30.9811 | 30.9916 | 31.0016 | 31.0107 | 31.0187 | 31.0259 | 31.0325 | 31.0387 | 31.0446 | 31.0502 | 31.0556 | 31.061
| reference | Transportation | Renewable Natural Gas | 0 | 0 | 0 | 0 | 0 | 0 | 0 | 0 | 0 | 0 | 0 | 0 | 0 | 0 | 0 | 0 | 0 | 0 | 0 | 0 | 0 | 0 | 0 | 0 | 0 | 0 | 0 | 0 | 0 | 0 | 0 | 0 | 0
| reference | Transportation | Gasoline | 722.8383 | 717.9536 | 712.2195 | 705.284 | 697.0127 | 687.6416 | 676.7766 | 664.0098 | 650.7838 | 637.1995 | 622.908 | 608.022 | 592.6583 | 577.2305 | 562.1904 | 547.3281 | 532.7081 | 518.4257 | 504.5642 | 491.1698 | 478.3691 | 466.1907 | 454.7612 | 443.9791 | 433.9438 | 424.7906 | 416.1213 | 407.6566 | 399.6044 | 391.8374 | 384.0716 | 377.9103 | 371.2828
| reference | Transportation | Renewable Gasoline | 0 | 0 | 0 | 0 | 0 | 0 | 0 | 0 | 0 | 0 | 0 | 0 | 0 | 0 | 0 | 0 | 0 | 0 | 0 | 0 | 0 | 0 | 0 | 0 | 0 | 0 | 0 | 0 | 0 | 0 | 0 | 0 | 0
| reference | Transportation | Distillate | 221.4259 | 219.224 | 216.2824 | 213.3832 | 210.3829 | 207.3321 | 204.1194 | 200.7397 | 197.2377 | 193.6296 | 189.9582 | 186.2185 | 182.485 | 178.7534 | 175.059 | 171.4526 | 167.9533 | 164.5959 | 161.3949 | 158.3882 | 155.5889 | 153.017 | 150.6846 | 148.5722 | 146.6706 | 145.0126 | 143.5284 | 142.1709 | 140.9579 | 139.8672 | 138.846 | 138.0689 | 137.3407
| reference | Transportation | Renewable Distillate | 0 | 0 | 0 | 0 | 0 | 0 | 0 | 0 | 0 | 0 | 0 | 0 | 0 | 0 | 0 | 0 | 0 | 0 | 0 | 0 | 0 | 0 | 0 | 0 | 0 | 0 | 0 | 0 | 0 | 0 | 0 | 0 | 0
| reference | Transportation | Jet Fuel | 103.7331 | 104.0402 | 104.3481 | 104.657 | 104.9668 | 105.2775 | 105.5891 | 105.9017 | 106.2151 | 106.5295 | 106.8449 | 107.1611 | 107.4783 | 107.7964 | 108.1155 | 108.4355 | 108.7565 | 109.0784 | 109.4013 | 109.7251 | 110.0499 | 110.3757 | 110.7024 | 111.0301 | 111.3587 | 111.6883 | 112.0189 | 112.3505 | 112.6831 | 113.0166 | 113.3511 | 113.6866 | 114.0232
| reference | Transportation | Renewable Jet Fuel | 0 | 0 | 0 | 0 | 0 | 0 | 0 | 0 | 0 | 0 | 0 | 0 | 0 | 0 | 0 | 0 | 0 | 0 | 0 | 0 | 0 | 0 | 0 | 0 | 0 | 0 | 0 | 0 | 0 | 0 | 0 | 0 | 0
| reference | Transportation | Other Petroleum | 0 | 0 | 0 | 0 | 0 | 0 | 0 | 0 | 0 | 0 | 0 | 0 | 0 | 0 | 0 | 0 | 0 | 0 | 0 | 0 | 0 | 0 | 0 | 0 | 0 | 0 | 0 | 0 | 0 | 0 | 0 | 0 | 0
| reference | Transportation | Coal | 0 | 0 | 0 | 0 | 0 | 0 | 0 | 0 | 0 | 0 | 0 | 0 | 0 | 0 | 0 | 0 | 0 | 0 | 0 | 0 | 0 | 0 | 0 | 0 | 0 | 0 | 0 | 0 | 0 | 0 | 0 | 0 | 0
| reference | Transportation | Wood and Waste | 0 | 0 | 0 | 0 | 0 | 0 | 0 | 0 | 0 | 0 | 0 | 0 | 0 | 0 | 0 | 0 | 0 | 0 | 0 | 0 | 0 | 0 | 0 | 0 | 0 | 0 | 0 | 0 | 0 | 0 | 0 | 0 | 0
| reference | Transportation | Hydrogen | 3.6596e-05 | 3.3587e-05 | 3.0718e-05 | 2.7988e-05 | 2.5406e-05 | 2.2945e-05 | 2.0585e-05 | 1.8346e-05 | 1.6226e-05 | 1.4228e-05 | 1.2327e-05 | 1.0498e-05 | 8.723e-06 | 7.0719e-06 | 5.6482e-06 | 4.4505e-06 | 3.4647e-06 | 2.6676e-06 | 2.0382e-06 | 1.5456e-06 | 1.1589e-06 | 8.6285e-07 | 6.3718e-07 | 4.6242e-07 | 3.3039e-07 | 2.2954e-07 | 1.5266e-07 | 9.1775e-08 | 5.706e-08 | 2.8016e-08 | 6.3765e-09 | 0 | 0

## S1_Energy by FuelSector
Final Energy by Fuel and Sector - Scenario 1: AP Recommendations
Final energy demand by fuel and sector for AP Recommendations.
Note: 2020 is a modeled year, reflecting historical trends. Results on this tab do not include primary energy demand for electricity generation, synthetic fuel production, or electrolysis (primary energy demand means the input fuel burned by the generators to produce electricity)
Final Energy by Fuel by Sector, Aggregated Buildings (Tbtu)
| Scenario | Sector | Graphing Fuel | 2018 | 2019 | 2020 | 2021 | 2022 | 2023 | 2024 | 2025 | 2026 | 2027 | 2028 | 2029 | 2030 | 2031 | 2032 | 2033 | 2034 | 2035 | 2036 | 2037 | 2038 | 2039 | 2040 | 2041 | 2042 | 2043 | 2044 | 2045 | 2046 | 2047 | 2048 | 2049 | 2050
| ap recommendations | Buildings | Electricity | 450.1683 | 443.4989 | 440.3978 | 435.8228 | 430.5869 | 425.3738 | 420.7324 | 416.3423 | 414.2722 | 412.6994 | 411.6505 | 410.7027 | 416.8284 | 424.6117 | 433.0304 | 441.549 | 450.8322 | 459.9703 | 469.2817 | 477.8633 | 486.1728 | 494.752 | 502.4942 | 510.3405 | 517.6971 | 524.5032 | 530.829 | 536.4761 | 541.5449 | 544.9504 | 548.3628 | 551.082 | 553.1678
| ap recommendations | Buildings | Natural Gas | 799.1202 | 802.3304 | 806.1078 | 804.5144 | 791.1765 | 773.933 | 754.6598 | 732.3176 | 709.7771 | 686.5457 | 663.0318 | 637.6914 | 594.0826 | 552.2792 | 509.9766 | 466.1659 | 423.8665 | 380.6126 | 340.5475 | 301.6945 | 265.0788 | 231.4756 | 199.8648 | 157.7967 | 121.9771 | 92.0106 | 67.4758 | 47.7513 | 32.2648 | 20.2577 | 11.3177 | 4.7399 | 0
| ap recommendations | Buildings | Renewable Natural Gas | 0 | 0 | 0 | 0 | 13.4098 | 26.6873 | 39.7189 | 52.3084 | 64.5252 | 76.2829 | 87.5702 | 98.1064 | 104.8381 | 109.133 | 111.9461 | 112.9222 | 112.6734 | 110.5004 | 107.5413 | 103.2645 | 98.0429 | 92.2665 | 85.6563 | 92.6743 | 95.8392 | 95.7662 | 93.1809 | 88.681 | 82.9667 | 76.2075 | 69.5232 | 62.9725 | 56.8051
| ap recommendations | Buildings | Gasoline | 15.4897 | 15.5478 | 15.6063 | 15.1783 | 14.7542 | 14.3339 | 13.9175 | 13.505 | 13.3346 | 13.1643 | 12.9941 | 12.824 | 12.6539 | 12.3692 | 12.0847 | 11.8004 | 11.5165 | 11.2328 | 10.9494 | 10.6663 | 10.3834 | 10.1009 | 9.8187 | 9.5368 | 9.2553 | 8.9741 | 8.6932 | 8.4127 | 8.1326 | 7.8529 | 7.5735 | 7.2946 | 7.016
| ap recommendations | Buildings | Renewable Gasoline | 0 | 0 | 0 | 0 | 0 | 0 | 0 | 0 | 0 | 0 | 0 | 0 | 0 | 0 | 0 | 0 | 0 | 0 | 0 | 0 | 0 | 0 | 0 | 0 | 0 | 0 | 0 | 0 | 0 | 0 | 0 | 0 | 0
| ap recommendations | Buildings | Distillate | 161.6403 | 166.2075 | 162.8064 | 157.2003 | 142.9948 | 135.669 | 128.0919 | 113.4171 | 105.2261 | 96.8461 | 88.5639 | 80.0654 | 63.5108 | 56.491 | 49.9029 | 43.6211 | 37.9839 | 32.6957 | 28.0159 | 23.7243 | 19.9224 | 16.6616 | 17.7339 | 13.3223 | 9.8432 | 7.14 | 5.0721 | 3.5033 | 2.328 | 1.445 | 0.80378 | 0.33691 | 0
| ap recommendations | Buildings | Renewable Distillate | 5.8272 | 0 | 0 | 0 | 8.056 | 8.1497 | 8.1761 | 14.4968 | 13.8977 | 13.2062 | 12.4595 | 11.6125 | 18.9707 | 17.547 | 16.1062 | 14.618 | 13.2073 | 11.7883 | 10.4675 | 9.1804 | 7.9801 | 6.905 | 1.9704 | 3.125 | 3.8279 | 4.1933 | 4.3207 | 4.2818 | 4.1387 | 3.9069 | 3.6617 | 3.4065 | 3.1587
| ap recommendations | Buildings | Jet Fuel | 0 | 0 | 0 | 0 | 0 | 0 | 0 | 0 | 0 | 0 | 0 | 0 | 0 | 0 | 0 | 0 | 0 | 0 | 0 | 0 | 0 | 0 | 0 | 0 | 0 | 0 | 0 | 0 | 0 | 0 | 0 | 0 | 0
| ap recommendations | Buildings | Renewable Jet Fuel | 0 | 0 | 0 | 0 | 0 | 0 | 0 | 0 | 0 | 0 | 0 | 0 | 0 | 0 | 0 | 0 | 0 | 0 | 0 | 0 | 0 | 0 | 0 | 0 | 0 | 0 | 0 | 0 | 0 | 0 | 0 | 0 | 0
| ap recommendations | Buildings | Other Petroleum | 40.8065 | 40.5616 | 40.3096 | 39.3747 | 38.3349 | 37.0789 | 35.7346 | 34.202 | 32.6973 | 31.0875 | 29.4383 | 27.6726 | 25.8691 | 24.1014 | 22.3889 | 20.6931 | 19.1097 | 17.5578 | 16.1219 | 14.7429 | 13.4531 | 12.2754 | 11.1829 | 10.2129 | 9.3371 | 8.5486 | 7.8419 | 7.2061 | 6.6358 | 6.1178 | 5.6616 | 5.2566 | 4.898
| ap recommendations | Buildings | Coal | 0 | 0 | 0 | 0 | 0 | 0 | 0 | 0 | 0 | 0 | 0 | 0 | 0 | 0 | 0 | 0 | 0 | 0 | 0 | 0 | 0 | 0 | 0 | 0 | 0 | 0 | 0 | 0 | 0 | 0 | 0 | 0 | 0
| ap recommendations | Buildings | Wood and Waste | 40.4712 | 39.8929 | 39.3658 | 38.2319 | 37.1272 | 35.9753 | 34.8482 | 33.669 | 32.8222 | 31.9481 | 31.0495 | 30.0775 | 29.0783 | 28.1472 | 27.2496 | 26.3628 | 25.5429 | 24.7406 | 24.0032 | 23.2938 | 22.6316 | 22.0277 | 21.4585 | 20.9428 | 20.4688 | 20.0368 | 19.648 | 19.3006 | 18.9946 | 18.7246 | 18.4932 | 18.2936 | 18.1213
| ap recommendations | Buildings | Hydrogen | 0 | 0 | 0 | 0 | 0 | 0 | 0 | 0 | 0 | 0 | 0 | 0 | 0 | 0 | 0 | 0 | 0 | 0 | 0 | 0 | 0 | 0 | 0 | 0 | 0 | 0 | 0 | 0 | 0 | 0 | 0 | 0 | 0
Final Energy by Fuel by Sector (Tbtu)
| Scenario | Sector | Graphing Fuel | 2018 | 2019 | 2020 | 2021 | 2022 | 2023 | 2024 | 2025 | 2026 | 2027 | 2028 | 2029 | 2030 | 2031 | 2032 | 2033 | 2034 | 2035 | 2036 | 2037 | 2038 | 2039 | 2040 | 2041 | 2042 | 2043 | 2044 | 2045 | 2046 | 2047 | 2048 | 2049 | 2050
| ap recommendations | Residential | Electricity | 162.0944 | 157.4169 | 155.5909 | 154.095 | 152.7012 | 151.7575 | 151.3979 | 151.1523 | 151.0128 | 151.1312 | 151.5114 | 151.7861 | 157.6386 | 163.6803 | 169.6853 | 175.3908 | 181.2946 | 186.8215 | 192.4261 | 197.5202 | 202.4363 | 207.5477 | 212.0719 | 216.6415 | 220.8702 | 224.7236 | 228.2552 | 231.3403 | 234.0576 | 235.6814 | 237.3521 | 238.5963 | 239.4466
| ap recommendations | Residential | Natural Gas | 492.6895 | 493.8678 | 495.8164 | 494.4928 | 485.9311 | 474.814 | 462.756 | 448.81 | 434.641 | 420.2614 | 405.8926 | 390.36 | 360.4534 | 332.8952 | 305.941 | 278.782 | 253.3693 | 227.9359 | 204.4994 | 181.6823 | 160.1343 | 140.3616 | 121.662 | 96.5336 | 75.0048 | 56.8513 | 41.8622 | 29.6947 | 20.0567 | 12.5104 | 6.9031 | 2.8271 | 0
| ap recommendations | Residential | Renewable Natural Gas | 0 | 0 | 0 | 0 | 8.2361 | 16.3729 | 24.3556 | 32.0579 | 39.5128 | 46.6957 | 53.6085 | 60.0554 | 63.6094 | 65.7817 | 67.1578 | 67.531 | 67.3513 | 66.1749 | 64.5788 | 62.1865 | 59.2278 | 55.9483 | 52.1409 | 56.6943 | 58.9323 | 59.1718 | 57.8097 | 55.1473 | 51.5744 | 47.0631 | 42.4048 | 37.56 | 32.6981
| ap recommendations | Residential | Gasoline | 0 | 0 | 0 | 0 | 0 | 0 | 0 | 0 | 0 | 0 | 0 | 0 | 0 | 0 | 0 | 0 | 0 | 0 | 0 | 0 | 0 | 0 | 0 | 0 | 0 | 0 | 0 | 0 | 0 | 0 | 0 | 0 | 0
| ap recommendations | Residential | Renewable Gasoline | 0 | 0 | 0 | 0 | 0 | 0 | 0 | 0 | 0 | 0 | 0 | 0 | 0 | 0 | 0 | 0 | 0 | 0 | 0 | 0 | 0 | 0 | 0 | 0 | 0 | 0 | 0 | 0 | 0 | 0 | 0 | 0 | 0
| ap recommendations | Residential | Distillate | 114.8536 | 118.3391 | 116.3566 | 112.9377 | 103.3267 | 98.6373 | 93.7427 | 83.5722 | 78.0928 | 72.4175 | 66.7802 | 60.9326 | 48.8451 | 43.8672 | 39.1345 | 34.5443 | 30.3771 | 26.3983 | 22.8383 | 19.5256 | 16.5588 | 13.994 | 15.0562 | 11.4375 | 8.542 | 6.2549 | 4.4746 | 3.101 | 2.0578 | 1.2679 | 0.69568 | 0.28571 | 0
| ap recommendations | Residential | Renewable Distillate | 4.1485 | 0 | 0 | 0 | 5.8212 | 5.9252 | 5.9836 | 10.6822 | 10.3141 | 9.8751 | 9.3949 | 8.8376 | 14.5901 | 13.6259 | 12.6307 | 11.5763 | 10.5624 | 9.5178 | 8.533 | 7.5557 | 6.6328 | 5.7995 | 1.6729 | 2.6829 | 3.3219 | 3.6735 | 3.8117 | 3.7902 | 3.6583 | 3.428 | 3.1692 | 2.8888 | 2.6072
| ap recommendations | Residential | Jet Fuel | 0 | 0 | 0 | 0 | 0 | 0 | 0 | 0 | 0 | 0 | 0 | 0 | 0 | 0 | 0 | 0 | 0 | 0 | 0 | 0 | 0 | 0 | 0 | 0 | 0 | 0 | 0 | 0 | 0 | 0 | 0 | 0 | 0
| ap recommendations | Residential | Renewable Jet Fuel | 0 | 0 | 0 | 0 | 0 | 0 | 0 | 0 | 0 | 0 | 0 | 0 | 0 | 0 | 0 | 0 | 0 | 0 | 0 | 0 | 0 | 0 | 0 | 0 | 0 | 0 | 0 | 0 | 0 | 0 | 0 | 0 | 0
| ap recommendations | Residential | Other Petroleum | 32.7119 | 32.4366 | 32.1541 | 31.4428 | 30.6246 | 29.5883 | 28.4616 | 27.1446 | 25.7289 | 24.208 | 22.6478 | 20.9711 | 19.2564 | 17.6375 | 16.0737 | 14.5265 | 13.0914 | 11.6877 | 10.4 | 9.169 | 8.0269 | 6.9969 | 6.0519 | 5.2291 | 4.5005 | 3.8589 | 3.299 | 2.8098 | 2.3858 | 2.0141 | 1.7039 | 1.4446 | 1.2315
| ap recommendations | Residential | Coal | 0 | 0 | 0 | 0 | 0 | 0 | 0 | 0 | 0 | 0 | 0 | 0 | 0 | 0 | 0 | 0 | 0 | 0 | 0 | 0 | 0 | 0 | 0 | 0 | 0 | 0 | 0 | 0 | 0 | 0 | 0 | 0 | 0
| ap recommendations | Residential | Wood and Waste | 40.4712 | 39.8929 | 39.3658 | 38.2319 | 37.1272 | 35.9753 | 34.8482 | 33.669 | 32.8222 | 31.9481 | 31.0495 | 30.0775 | 29.0783 | 28.1472 | 27.2496 | 26.3628 | 25.5429 | 24.7406 | 24.0032 | 23.2938 | 22.6316 | 22.0277 | 21.4585 | 20.9428 | 20.4688 | 20.0368 | 19.648 | 19.3006 | 18.9946 | 18.7246 | 18.4932 | 18.2936 | 18.1213
| ap recommendations | Residential | Hydrogen | 0 | 0 | 0 | 0 | 0 | 0 | 0 | 0 | 0 | 0 | 0 | 0 | 0 | 0 | 0 | 0 | 0 | 0 | 0 | 0 | 0 | 0 | 0 | 0 | 0 | 0 | 0 | 0 | 0 | 0 | 0 | 0 | 0
| ap recommendations | Commercial | Electricity | 288.0739 | 286.082 | 284.8068 | 281.7278 | 277.8857 | 273.6164 | 269.3346 | 265.1901 | 263.2594 | 261.5681 | 260.1391 | 258.9167 | 259.1898 | 260.9314 | 263.3451 | 266.1582 | 269.5377 | 273.1487 | 276.8556 | 280.3431 | 283.7365 | 287.2044 | 290.4223 | 293.6989 | 296.8269 | 299.7797 | 302.5738 | 305.1358 | 307.4872 | 309.2691 | 311.0107 | 312.4857 | 313.7212
| ap recommendations | Commercial | Natural Gas | 306.4308 | 308.4625 | 310.2914 | 310.0216 | 305.2455 | 299.119 | 291.9038 | 283.5076 | 275.136 | 266.2843 | 257.1392 | 247.3313 | 233.6292 | 219.384 | 204.0356 | 187.3839 | 170.4971 | 152.6767 | 136.0481 | 120.0122 | 104.9445 | 91.114 | 78.2027 | 61.2631 | 46.9723 | 35.1593 | 25.6136 | 18.0566 | 12.2081 | 7.7472 | 4.4146 | 1.9128 | 0
| ap recommendations | Commercial | Renewable Natural Gas | 0 | 0 | 0 | 0 | 5.1737 | 10.3144 | 15.3634 | 20.2505 | 25.0124 | 29.5871 | 33.9618 | 38.051 | 41.2287 | 43.3513 | 44.7883 | 45.3911 | 45.322 | 44.3255 | 42.9626 | 41.078 | 38.8151 | 36.3182 | 33.5154 | 35.9799 | 36.9068 | 36.5944 | 35.3712 | 33.5338 | 31.3922 | 29.1444 | 27.1184 | 25.4124 | 24.107
| ap recommendations | Commercial | Gasoline | 15.4897 | 15.5478 | 15.6063 | 15.1783 | 14.7542 | 14.3339 | 13.9175 | 13.505 | 13.3346 | 13.1643 | 12.9941 | 12.824 | 12.6539 | 12.3692 | 12.0847 | 11.8004 | 11.5165 | 11.2328 | 10.9494 | 10.6663 | 10.3834 | 10.1009 | 9.8187 | 9.5368 | 9.2553 | 8.9741 | 8.6932 | 8.4127 | 8.1326 | 7.8529 | 7.5735 | 7.2946 | 7.016
| ap recommendations | Commercial | Renewable Gasoline | 0 | 0 | 0 | 0 | 0 | 0 | 0 | 0 | 0 | 0 | 0 | 0 | 0 | 0 | 0 | 0 | 0 | 0 | 0 | 0 | 0 | 0 | 0 | 0 | 0 | 0 | 0 | 0 | 0 | 0 | 0 | 0 | 0
| ap recommendations | Commercial | Distillate | 46.7866 | 47.8684 | 46.4497 | 44.2625 | 39.6681 | 37.0316 | 34.3493 | 29.8448 | 27.1333 | 24.4286 | 21.7837 | 19.1328 | 14.6657 | 12.6238 | 10.7685 | 9.0768 | 7.6068 | 6.2974 | 5.1776 | 4.1986 | 3.3636 | 2.6676 | 2.6777 | 1.8847 | 1.3012 | 0.88509 | 0.59745 | 0.40227 | 0.27026 | 0.17714 | 0.1081 | 0.051201 | 0
| ap recommendations | Commercial | Renewable Distillate | 1.6787 | 0 | 0 | 0 | 2.2348 | 2.2245 | 2.1925 | 3.8147 | 3.5835 | 3.3311 | 3.0646 | 2.775 | 4.3807 | 3.9211 | 3.4755 | 3.0418 | 2.6449 | 2.2705 | 1.9345 | 1.6247 | 1.3473 | 1.1055 | 0.29752 | 0.4421 | 0.50602 | 0.51981 | 0.50894 | 0.49167 | 0.48046 | 0.47893 | 0.49247 | 0.5177 | 0.55146
| ap recommendations | Commercial | Jet Fuel | 0 | 0 | 0 | 0 | 0 | 0 | 0 | 0 | 0 | 0 | 0 | 0 | 0 | 0 | 0 | 0 | 0 | 0 | 0 | 0 | 0 | 0 | 0 | 0 | 0 | 0 | 0 | 0 | 0 | 0 | 0 | 0 | 0
| ap recommendations | Commercial | Renewable Jet Fuel | 0 | 0 | 0 | 0 | 0 | 0 | 0 | 0 | 0 | 0 | 0 | 0 | 0 | 0 | 0 | 0 | 0 | 0 | 0 | 0 | 0 | 0 | 0 | 0 | 0 | 0 | 0 | 0 | 0 | 0 | 0 | 0 | 0
| ap recommendations | Commercial | Other Petroleum | 8.0946 | 8.125 | 8.1555 | 7.9319 | 7.7103 | 7.4906 | 7.273 | 7.0574 | 6.9684 | 6.8794 | 6.7905 | 6.7016 | 6.6127 | 6.4639 | 6.3152 | 6.1667 | 6.0183 | 5.87 | 5.7219 | 5.574 | 5.4262 | 5.2785 | 5.1311 | 4.9838 | 4.8366 | 4.6897 | 4.5429 | 4.3963 | 4.25 | 4.1038 | 3.9578 | 3.812 | 3.6664
| ap recommendations | Commercial | Coal | 0 | 0 | 0 | 0 | 0 | 0 | 0 | 0 | 0 | 0 | 0 | 0 | 0 | 0 | 0 | 0 | 0 | 0 | 0 | 0 | 0 | 0 | 0 | 0 | 0 | 0 | 0 | 0 | 0 | 0 | 0 | 0 | 0
| ap recommendations | Commercial | Wood and Waste | 0 | 0 | 0 | 0 | 0 | 0 | 0 | 0 | 0 | 0 | 0 | 0 | 0 | 0 | 0 | 0 | 0 | 0 | 0 | 0 | 0 | 0 | 0 | 0 | 0 | 0 | 0 | 0 | 0 | 0 | 0 | 0 | 0
| ap recommendations | Commercial | Hydrogen | 0 | 0 | 0 | 0 | 0 | 0 | 0 | 0 | 0 | 0 | 0 | 0 | 0 | 0 | 0 | 0 | 0 | 0 | 0 | 0 | 0 | 0 | 0 | 0 | 0 | 0 | 0 | 0 | 0 | 0 | 0 | 0 | 0
| ap recommendations | Industrial | Electricity | 62.3628 | 62.9808 | 63.6074 | 63.7098 | 63.8006 | 63.8101 | 63.8069 | 63.847 | 64.4978 | 65.2376 | 65.9858 | 66.8453 | 67.7164 | 69.6227 | 71.54 | 73.5275 | 75.5279 | 77.5413 | 79.5678 | 81.5447 | 83.533 | 85.4234 | 87.3222 | 89.1028 | 90.8898 | 92.5771 | 94.267 | 95.8828 | 97.4982 | 99.0509 | 100.6009 | 102.2118 | 103.8214
| ap recommendations | Industrial | Natural Gas | 91.6509 | 92.3391 | 93.0366 | 91.7044 | 88.8631 | 86.0634 | 83.3052 | 80.4663 | 78.5695 | 76.4953 | 74.447 | 72.1249 | 69.8413 | 66.4633 | 63.1964 | 59.2708 | 55.5007 | 50.9437 | 46.5969 | 41.4593 | 36.5893 | 31.3511 | 26.4112 | 20.0147 | 14.54 | 10.3614 | 6.9121 | 4.5823 | 2.7497 | 1.6094 | 0.77956 | 0.1919 | 0
| ap recommendations | Industrial | Renewable Natural Gas | 0 | 0 | 0 | 0 | 1.5062 | 2.9677 | 4.3845 | 5.7476 | 7.1427 | 8.4995 | 9.8326 | 11.0961 | 12.3249 | 13.1335 | 13.8724 | 14.3575 | 14.7534 | 14.7901 | 14.7148 | 14.1908 | 13.533 | 12.4966 | 11.3191 | 11.7547 | 11.4243 | 10.7844 | 9.5453 | 8.5099 | 7.0707 | 6.0543 | 4.7887 | 2.5496 | 0
| ap recommendations | Industrial | Gasoline | 0 | 0 | 0 | 0 | 0 | 0 | 0 | 0 | 0 | 0 | 0 | 0 | 0 | 0 | 0 | 0 | 0 | 0 | 0 | 0 | 0 | 0 | 0 | 0 | 0 | 0 | 0 | 0 | 0 | 0 | 0 | 0 | 0
| ap recommendations | Industrial | Renewable Gasoline | 0 | 0 | 0 | 0 | 0 | 0 | 0 | 0 | 0 | 0 | 0 | 0 | 0 | 0 | 0 | 0 | 0 | 0 | 0 | 0 | 0 | 0 | 0 | 0 | 0 | 0 | 0 | 0 | 0 | 0 | 0 | 0 | 0
| ap recommendations | Industrial | Distillate | 7.7734 | 7.8812 | 7.9905 | 7.8988 | 7.7776 | 7.7277 | 7.6762 | 7.5646 | 7.4572 | 7.2614 | 7.061 | 6.7513 | 6.4348 | 5.9908 | 5.541 | 5.0271 | 4.5067 | 3.9798 | 3.4465 | 2.9664 | 2.4806 | 2.0911 | 1.6971 | 1.2799 | 0.91159 | 0.66227 | 0.4484 | 0.30642 | 0.18985 | 0.11666 | 0.060151 | 0.015239 | 0
| ap recommendations | Industrial | Renewable Distillate | 0 | 0 | 0 | 0 | 0.026012 | 0.051864 | 0.077538 | 0.10222 | 0.12639 | 0.14819 | 0.16869 | 0.18497 | 0.19902 | 0.23018 | 0.25502 | 0.27016 | 0.27748 | 0.27667 | 0.2674 | 0.25445 | 0.23341 | 0.21441 | 0.18856 | 0.30022 | 0.35451 | 0.38895 | 0.38197 | 0.37452 | 0.33751 | 0.31543 | 0.27402 | 0.15409 | 0
| ap recommendations | Industrial | Jet Fuel | 0 | 0 | 0 | 0 | 0 | 0 | 0 | 0 | 0 | 0 | 0 | 0 | 0 | 0 | 0 | 0 | 0 | 0 | 0 | 0 | 0 | 0 | 0 | 0 | 0 | 0 | 0 | 0 | 0 | 0 | 0 | 0 | 0
| ap recommendations | Industrial | Renewable Jet Fuel | 0 | 0 | 0 | 0 | 0 | 0 | 0 | 0 | 0 | 0 | 0 | 0 | 0 | 0 | 0 | 0 | 0 | 0 | 0 | 0 | 0 | 0 | 0 | 0 | 0 | 0 | 0 | 0 | 0 | 0 | 0 | 0 | 0
| ap recommendations | Industrial | Other Petroleum | 20.5835 | 20.8564 | 21.1333 | 21.1734 | 21.2113 | 21.247 | 21.2803 | 21.3112 | 21.4935 | 21.6771 | 21.8621 | 22.0484 | 22.2361 | 22.4253 | 22.6157 | 22.8076 | 23.0008 | 23.1954 | 23.3914 | 23.5888 | 23.7875 | 23.9876 | 24.1891 | 24.3919 | 24.5961 | 24.8017 | 25.0086 | 25.2169 | 25.4265 | 25.6375 | 25.8498 | 26.0635 | 26.2785
| ap recommendations | Industrial | Coal | 9.7158 | 9.5768 | 9.4401 | 9.1558 | 8.8786 | 8.6085 | 8.3451 | 8.0885 | 7.9148 | 7.7447 | 7.5784 | 7.4156 | 7.2563 | 7.0611 | 6.8701 | 6.6831 | 6.5 | 6.3209 | 6.1456 | 5.974 | 5.8062 | 5.6419 | 5.4811 | 5.3238 | 5.1698 | 5.0192 | 4.8718 | 4.7276 | 4.5865 | 4.4485 | 4.3135 | 4.1814 | 4.0521
| ap recommendations | Industrial | Wood and Waste | 23.9463 | 24.0251 | 24.105 | 23.7022 | 23.2974 | 22.8903 | 22.481 | 22.0694 | 21.9506 | 21.8316 | 21.7123 | 21.5926 | 21.4725 | 21.3521 | 21.2313 | 21.11 | 20.9884 | 20.8663 | 20.7438 | 20.6207 | 20.4972 | 20.3732 | 20.2487 | 20.1236 | 19.9979 | 19.8717 | 19.7448 | 19.6173 | 19.4892 | 19.3604 | 19.2309 | 19.1007 | 18.9697
| ap recommendations | Industrial | Hydrogen | 0 | 0 | 0 | 0.18378 | 0.36293 | 0.53741 | 0.70717 | 1.003 | 1.3053 | 1.8232 | 2.3387 | 3.1975 | 4.0523 | 5.5335 | 6.9757 | 9.3332 | 11.6271 | 15.0699 | 18.4174 | 23.0073 | 27.4664 | 32.6754 | 37.7303 | 42.632 | 47.3813 | 51.1475 | 54.7871 | 57.1073 | 59.3379 | 60.4575 | 61.5198 | 63.3179 | 65.035
| ap recommendations | Transportation | Electricity | 0.12628 | 0.29861 | 0.49742 | 0.80897 | 1.2249 | 1.8113 | 2.7609 | 4.0979 | 6.2599 | 9.7055 | 14.4656 | 20.5009 | 27.6012 | 40.5267 | 54.2349 | 68.9064 | 84.2602 | 99.8928 | 112.7011 | 125.4793 | 138.1544 | 150.6006 | 162.7348 | 174.8566 | 186.5386 | 197.6497 | 208.2925 | 218.4821 | 226.3882 | 233.7789 | 240.74 | 246.8846 | 252.7539
| ap recommendations | Transportation | Natural Gas | 30.1559 | 30.2278 | 30.2968 | 30.3635 | 29.9413 | 29.5106 | 29.0739 | 28.6293 | 28.1786 | 27.7183 | 27.2497 | 26.7616 | 26.2549 | 25.7885 | 25.3087 | 24.8149 | 24.3059 | 23.7831 | 23.246 | 22.7069 | 22.1713 | 21.6415 | 21.116 | 18.9416 | 16.7822 | 14.6375 | 12.5077 | 10.3922 | 8.2913 | 6.2033 | 4.1263 | 2.059 | 0
| ap recommendations | Transportation | Renewable Natural Gas | 0 | 0 | 0 | 0 | 0.50748 | 1.0176 | 1.5302 | 2.0449 | 2.5617 | 3.0798 | 3.599 | 4.1172 | 4.6332 | 5.0959 | 5.5556 | 6.0111 | 6.4611 | 6.9048 | 7.3408 | 7.7722 | 8.2003 | 8.6263 | 9.0497 | 11.1244 | 13.186 | 15.235 | 17.2725 | 19.2998 | 21.3206 | 23.3361 | 25.3475 | 27.3554 | 29.3613
| ap recommendations | Transportation | Gasoline | 722.8383 | 718.1388 | 712.8597 | 706.4773 | 696.1674 | 684.8076 | 671.7079 | 657.006 | 640.3267 | 620.4504 | 597.1886 | 570.7819 | 541.9768 | 507.7234 | 472.1817 | 434.8269 | 396.6275 | 358.892 | 326.25 | 294.6788 | 264.3103 | 235.4818 | 208.4327 | 183.5718 | 160.6527 | 140.1447 | 121.3753 | 104.004 | 89.0342 | 75.5515 | 63.1244 | 53.6852 | 44.7867
| ap recommendations | Transportation | Renewable Gasoline | 0 | 0 | 0 | 0 | 0 | 0 | 0 | 0 | 0 | 0 | 0 | 0 | 0 | 0 | 0 | 0 | 0 | 0 | 0 | 0 | 0 | 0 | 0 | 0 | 0 | 0 | 0 | 0 | 0 | 0 | 0 | 0 | 0
| ap recommendations | Transportation | Distillate | 221.4259 | 219.1242 | 215.8713 | 212.4349 | 207.9279 | 203.2068 | 198.2655 | 193.0885 | 187.6684 | 181.9293 | 175.8846 | 169.4577 | 162.7107 | 154.1263 | 145.497 | 136.8273 | 128.1052 | 119.4044 | 111.1994 | 103.165 | 95.3195 | 87.7043 | 80.3231 | 65.7241 | 52.7153 | 41.2923 | 31.3554 | 22.881 | 16.2633 | 10.7579 | 6.2584 | 2.7222 | 0
| ap recommendations | Transportation | Renewable Distillate | 0 | 0 | 0 | 0 | 0.69541 | 1.3638 | 2.0027 | 2.6093 | 3.1808 | 3.7128 | 4.202 | 4.6427 | 5.0323 | 5.9218 | 6.6965 | 7.3532 | 7.8876 | 8.3008 | 8.6275 | 8.8491 | 8.9688 | 8.9928 | 8.9248 | 15.4168 | 20.5004 | 24.251 | 26.7101 | 27.9657 | 28.9125 | 29.0862 | 28.5107 | 27.5246 | 26.036
| ap recommendations | Transportation | Jet Fuel | 103.7331 | 104.0402 | 104.3481 | 104.657 | 104.9668 | 105.2775 | 105.5891 | 105.9017 | 106.2151 | 106.5295 | 106.8449 | 107.1611 | 107.4783 | 104.5626 | 101.6286 | 98.6763 | 95.7057 | 92.7167 | 89.7091 | 86.6829 | 83.6379 | 80.5742 | 77.4917 | 69.9489 | 62.3609 | 54.7273 | 47.0479 | 39.3227 | 31.5513 | 23.7335 | 15.8692 | 7.9581 | 0
| ap recommendations | Transportation | Renewable Jet Fuel | 0 | 0 | 0 | 0 | 0 | 0 | 0 | 0 | 0 | 0 | 0 | 0 | 0 | 3.2339 | 6.4869 | 9.7592 | 13.0508 | 16.3618 | 19.6922 | 23.0423 | 26.412 | 29.8014 | 33.2107 | 41.0811 | 48.9978 | 56.961 | 64.971 | 73.0278 | 81.1318 | 89.2831 | 97.482 | 105.7286 | 114.0232
| ap recommendations | Transportation | Other Petroleum | 0 | 0 | 0 | 0 | 0 | 0 | 0 | 0 | 0 | 0 | 0 | 0 | 0 | 0 | 0 | 0 | 0 | 0 | 0 | 0 | 0 | 0 | 0 | 0 | 0 | 0 | 0 | 0 | 0 | 0 | 0 | 0 | 0
| ap recommendations | Transportation | Coal | 0 | 0 | 0 | 0 | 0 | 0 | 0 | 0 | 0 | 0 | 0 | 0 | 0 | 0 | 0 | 0 | 0 | 0 | 0 | 0 | 0 | 0 | 0 | 0 | 0 | 0 | 0 | 0 | 0 | 0 | 0 | 0 | 0
| ap recommendations | Transportation | Wood and Waste | 0 | 0 | 0 | 0 | 0 | 0 | 0 | 0 | 0 | 0 | 0 | 0 | 0 | 0 | 0 | 0 | 0 | 0 | 0 | 0 | 0 | 0 | 0 | 0 | 0 | 0 | 0 | 0 | 0 | 0 | 0 | 0 | 0
| ap recommendations | Transportation | Hydrogen | 3.6596e-05 | 3.3586e-05 | 3.0721e-05 | 0.021473 | 0.10674 | 0.25154 | 0.45261 | 0.71647 | 1.0541 | 1.4968 | 2.0593 | 2.743 | 3.5557 | 4.556 | 5.6216 | 6.7578 | 7.9712 | 9.2508 | 10.5517 | 11.8966 | 13.2955 | 14.7439 | 16.237 | 17.8708 | 19.526 | 21.1927 | 22.8585 | 24.4883 | 25.9073 | 27.2721 | 28.5816 | 29.8162 | 30.9938

## S2_Energy by FuelSector
Final Energy by Fuel and Sector - Scenario 2: Strategic Use of Low-Carbon Fuels
Final energy demand by fuel and sector for Strategic Use of Low-Carbon Fuels.
Note: 2020 is a modeled year, reflecting historical trends. Results on this tab do not include primary energy demand for electricity generation, synthetic fuel production, or electrolysis (primary energy demand means the input fuel burned by the generators to produce electricity)
Final Energy by Fuel by Sector, Aggregated Buildings (Tbtu)
| Scenario | Sector | Graphing Fuel | 2018 | 2019 | 2020 | 2021 | 2022 | 2023 | 2024 | 2025 | 2026 | 2027 | 2028 | 2029 | 2030 | 2031 | 2032 | 2033 | 2034 | 2035 | 2036 | 2037 | 2038 | 2039 | 2040 | 2041 | 2042 | 2043 | 2044 | 2045 | 2046 | 2047 | 2048 | 2049 | 2050
| Strategic Use of Low-Carbon Fuels | Buildings | Electricity | 450.1683 | 443.4451 | 440.2363 | 434.2845 | 427.5699 | 420.8851 | 414.5582 | 409.2898 | 407.5583 | 408.145 | 410.7504 | 414.7072 | 420.4399 | 429.4968 | 438.4899 | 447.4328 | 456.1437 | 464.5906 | 472.5183 | 480.027 | 487.0211 | 493.5958 | 499.5947 | 504.9635 | 509.8361 | 514.226 | 518.0738 | 521.2478 | 524.0104 | 526.1022 | 527.4966 | 528.7575 | 530.0516
| Strategic Use of Low-Carbon Fuels | Buildings | Natural Gas | 799.1202 | 799.9456 | 800.9539 | 794.9177 | 789.0815 | 773.4009 | 753.8518 | 729.2497 | 700.9202 | 665.6153 | 624.1588 | 579.7373 | 530.8605 | 487.3772 | 443.8634 | 400.9165 | 358.5019 | 316.7792 | 276.4489 | 237.9224 | 201.2657 | 166.7977 | 135.1635 | 106.6394 | 81.3692 | 58.841 | 39.1119 | 22.4982 | 8.1986 | 0 | 0 | 0 | 0
| Strategic Use of Low-Carbon Fuels | Buildings | Renewable Natural Gas | 0 | 2.0108 | 4.0368 | 6.0247 | 7.9942 | 15.8323 | 23.3897 | 30.487 | 37.0193 | 42.6411 | 47.159 | 50.6143 | 52.7245 | 52.6209 | 52.4898 | 52.3324 | 52.1407 | 51.9074 | 51.6277 | 51.3056 | 50.9302 | 50.4958 | 50.0141 | 49.4745 | 48.9137 | 48.8874 | 49.1013 | 49.1036 | 49.4513 | 46.0305 | 36.3357 | 28.3121 | 21.7228
| Strategic Use of Low-Carbon Fuels | Buildings | Gasoline | 15.4897 | 15.5478 | 15.6063 | 15.3518 | 15.0953 | 14.8368 | 14.5763 | 14.3137 | 14.3683 | 14.4233 | 14.4786 | 14.5342 | 14.5902 | 13.9097 | 13.2312 | 12.5548 | 11.8804 | 11.2082 | 10.538 | 9.8701 | 9.2044 | 8.5409 | 7.8797 | 7.2209 | 6.5644 | 5.9104 | 5.2588 | 4.6097 | 3.9631 | 3.3191 | 2.6778 | 2.0391 | 1.4032
| Strategic Use of Low-Carbon Fuels | Buildings | Renewable Gasoline | 0 | 0 | 0 | 0 | 0 | 0 | 0 | 0 | 0 | 0 | 0 | 0 | 0 | 0 | 0 | 0 | 0 | 0 | 0 | 0 | 0 | 0 | 0 | 0 | 0 | 0 | 0 | 0 | 0 | 0 | 0 | 0 | 0
| Strategic Use of Low-Carbon Fuels | Buildings | Distillate | 161.6403 | 159.5256 | 155.3023 | 148.5932 | 139.7267 | 120.1466 | 101.4748 | 85.5211 | 68.8521 | 53.7906 | 40.4987 | 29.0035 | 19.883 | 14.2519 | 9.1293 | 4.5345 | 0.45789 | 0 | 0 | 0 | 0 | 0 | 0 | 0 | 0 | 0 | 0 | 0 | 0 | 0 | 0 | 0 | 0
| Strategic Use of Low-Carbon Fuels | Buildings | Renewable Distillate | 5.8272 | 6.5943 | 7.2463 | 7.7296 | 9.5905 | 21.1476 | 31.1873 | 37.9063 | 44.8647 | 50.0059 | 53.4225 | 55.213 | 54.8338 | 52.2666 | 49.6343 | 47.0274 | 44.425 | 38.7529 | 33.1445 | 28.1048 | 23.6058 | 19.6632 | 16.2582 | 13.3615 | 10.9448 | 8.9527 | 7.3215 | 5.9875 | 4.9114 | 4.0348 | 3.3204 | 2.7522 | 2.3038
| Strategic Use of Low-Carbon Fuels | Buildings | Jet Fuel | 0 | 0 | 0 | 0 | 0 | 0 | 0 | 0 | 0 | 0 | 0 | 0 | 0 | 0 | 0 | 0 | 0 | 0 | 0 | 0 | 0 | 0 | 0 | 0 | 0 | 0 | 0 | 0 | 0 | 0 | 0 | 0 | 0
| Strategic Use of Low-Carbon Fuels | Buildings | Renewable Jet Fuel | 0 | 0 | 0 | 0 | 0 | 0 | 0 | 0 | 0 | 0 | 0 | 0 | 0 | 0 | 0 | 0 | 0 | 0 | 0 | 0 | 0 | 0 | 0 | 0 | 0 | 0 | 0 | 0 | 0 | 0 | 0 | 0 | 0
| Strategic Use of Low-Carbon Fuels | Buildings | Other Petroleum | 40.8065 | 40.5461 | 40.2637 | 39.3276 | 38.2364 | 36.932 | 35.4766 | 33.8592 | 32.3045 | 30.6513 | 28.9524 | 27.2299 | 25.4867 | 23.49 | 21.5564 | 19.7049 | 17.9278 | 16.2327 | 14.6181 | 13.0984 | 11.6659 | 10.3266 | 9.0937 | 7.9675 | 6.9422 | 6.0077 | 5.1523 | 4.3644 | 3.6382 | 2.9645 | 2.3389 | 1.7594 | 1.2204
| Strategic Use of Low-Carbon Fuels | Buildings | Coal | 0 | 0 | 0 | 0 | 0 | 0 | 0 | 0 | 0 | 0 | 0 | 0 | 0 | 0 | 0 | 0 | 0 | 0 | 0 | 0 | 0 | 0 | 0 | 0 | 0 | 0 | 0 | 0 | 0 | 0 | 0 | 0 | 0
| Strategic Use of Low-Carbon Fuels | Buildings | Wood and Waste | 40.4712 | 39.8823 | 39.3351 | 37.8984 | 36.4634 | 34.9881 | 33.5021 | 31.9846 | 31.0645 | 30.1222 | 29.1531 | 28.1695 | 27.1709 | 26.3098 | 25.4867 | 24.7125 | 23.9818 | 23.297 | 22.6551 | 22.0615 | 21.5121 | 21.0089 | 20.5503 | 20.1349 | 19.7628 | 19.432 | 19.1403 | 18.8853 | 18.6664 | 18.4798 | 18.3225 | 18.1917 | 18.083
| Strategic Use of Low-Carbon Fuels | Buildings | Hydrogen | 0 | 0.01272 | 0.024677 | 0.036303 | 0.047468 | 0.069817 | 0.091268 | 0.12861 | 0.16444 | 0.22563 | 0.2843 | 0.38176 | 0.47515 | 0.63741 | 0.7895 | 1.038 | 1.2709 | 1.6191 | 1.9452 | 2.3892 | 2.8048 | 3.2817 | 3.7275 | 4.1436 | 4.5313 | 4.8138 | 5.0753 | 5.208 | 5.3281 | 5.3459 | 5.3579 | 5.4324 | 5.4975
Final Energy by Fuel by Sector (Tbtu)
| Scenario | Sector | Graphing Fuel | 2018 | 2019 | 2020 | 2021 | 2022 | 2023 | 2024 | 2025 | 2026 | 2027 | 2028 | 2029 | 2030 | 2031 | 2032 | 2033 | 2034 | 2035 | 2036 | 2037 | 2038 | 2039 | 2040 | 2041 | 2042 | 2043 | 2044 | 2045 | 2046 | 2047 | 2048 | 2049 | 2050
| Strategic Use of Low-Carbon Fuels | Residential | Electricity | 162.0944 | 157.3863 | 155.4992 | 153.701 | 151.9374 | 150.5961 | 149.6887 | 149.3548 | 149.592 | 151.1974 | 153.9839 | 157.4308 | 162.1714 | 167.3726 | 172.2977 | 177.036 | 181.5277 | 185.7871 | 189.6967 | 193.3492 | 196.7125 | 199.8603 | 202.6518 | 205.0428 | 207.1273 | 208.9072 | 210.3306 | 211.2961 | 211.9685 | 212.1629 | 211.8533 | 211.4204 | 210.9778
| Strategic Use of Low-Carbon Fuels | Residential | Natural Gas | 492.6895 | 492.3766 | 492.5676 | 488.2479 | 483.9085 | 473.4007 | 460.6877 | 445.0195 | 426.907 | 404.876 | 379.287 | 352.035 | 321.0261 | 294.6879 | 268.6261 | 243.2548 | 218.3977 | 194.1738 | 170.6605 | 148.1767 | 126.5796 | 106.0658 | 87.0385 | 69.6515 | 53.9798 | 39.6591 | 26.7937 | 15.6406 | 5.7828 | 0 | 0 | 0 | 0
| Strategic Use of Low-Carbon Fuels | Residential | Renewable Natural Gas | 0 | 1.2377 | 2.4825 | 3.7005 | 4.9025 | 9.691 | 14.2937 | 18.6045 | 22.5472 | 25.9374 | 28.6575 | 30.7346 | 31.884 | 31.8167 | 31.7668 | 31.7525 | 31.7639 | 31.8173 | 31.8714 | 31.9529 | 32.0309 | 32.11 | 32.2065 | 32.3142 | 32.449 | 32.9503 | 33.637 | 34.1365 | 34.8799 | 32.866 | 26.2552 | 20.8036 | 16.3534
| Strategic Use of Low-Carbon Fuels | Residential | Gasoline | 0 | 0 | 0 | 0 | 0 | 0 | 0 | 0 | 0 | 0 | 0 | 0 | 0 | 0 | 0 | 0 | 0 | 0 | 0 | 0 | 0 | 0 | 0 | 0 | 0 | 0 | 0 | 0 | 0 | 0 | 0 | 0 | 0
| Strategic Use of Low-Carbon Fuels | Residential | Renewable Gasoline | 0 | 0 | 0 | 0 | 0 | 0 | 0 | 0 | 0 | 0 | 0 | 0 | 0 | 0 | 0 | 0 | 0 | 0 | 0 | 0 | 0 | 0 | 0 | 0 | 0 | 0 | 0 | 0 | 0 | 0 | 0 | 0 | 0
| Strategic Use of Low-Carbon Fuels | Residential | Distillate | 114.8536 | 113.575 | 110.9863 | 106.7666 | 100.9869 | 87.3768 | 74.2825 | 63.0284 | 51.1004 | 40.215 | 30.5219 | 22.0557 | 15.2761 | 11.0481 | 7.1415 | 3.5796 | 0.36472 | 0 | 0 | 0 | 0 | 0 | 0 | 0 | 0 | 0 | 0 | 0 | 0 | 0 | 0 | 0 | 0
| Strategic Use of Low-Carbon Fuels | Residential | Renewable Distillate | 4.1485 | 4.7 | 5.181 | 5.5541 | 6.9315 | 15.3802 | 22.8315 | 27.9407 | 33.304 | 37.3943 | 40.2719 | 41.9951 | 42.1288 | 40.517 | 38.8269 | 37.1239 | 35.3858 | 31.1407 | 26.8654 | 22.9793 | 19.4736 | 16.3743 | 13.674 | 11.3539 | 9.3949 | 7.7549 | 6.3852 | 5.2386 | 4.2904 | 3.4982 | 2.8377 | 2.3022 | 1.873
| Strategic Use of Low-Carbon Fuels | Residential | Jet Fuel | 0 | 0 | 0 | 0 | 0 | 0 | 0 | 0 | 0 | 0 | 0 | 0 | 0 | 0 | 0 | 0 | 0 | 0 | 0 | 0 | 0 | 0 | 0 | 0 | 0 | 0 | 0 | 0 | 0 | 0 | 0 | 0 | 0
| Strategic Use of Low-Carbon Fuels | Residential | Renewable Jet Fuel | 0 | 0 | 0 | 0 | 0 | 0 | 0 | 0 | 0 | 0 | 0 | 0 | 0 | 0 | 0 | 0 | 0 | 0 | 0 | 0 | 0 | 0 | 0 | 0 | 0 | 0 | 0 | 0 | 0 | 0 | 0 | 0 | 0
| Strategic Use of Low-Carbon Fuels | Residential | Other Petroleum | 32.7119 | 32.4211 | 32.1082 | 31.305 | 30.3478 | 29.1786 | 27.8593 | 26.3791 | 24.7959 | 23.1139 | 21.3862 | 19.6346 | 17.8622 | 16.2211 | 14.642 | 13.144 | 11.7194 | 10.3756 | 9.1111 | 7.9405 | 6.8559 | 5.8633 | 4.9759 | 4.194 | 3.5118 | 2.919 | 2.4042 | 1.9555 | 1.5672 | 1.23 | 0.93952 | 0.69375 | 0.48716
| Strategic Use of Low-Carbon Fuels | Residential | Coal | 0 | 0 | 0 | 0 | 0 | 0 | 0 | 0 | 0 | 0 | 0 | 0 | 0 | 0 | 0 | 0 | 0 | 0 | 0 | 0 | 0 | 0 | 0 | 0 | 0 | 0 | 0 | 0 | 0 | 0 | 0 | 0 | 0
| Strategic Use of Low-Carbon Fuels | Residential | Wood and Waste | 40.4712 | 39.8823 | 39.3351 | 37.8984 | 36.4634 | 34.9881 | 33.5021 | 31.9846 | 31.0645 | 30.1222 | 29.1531 | 28.1695 | 27.1709 | 26.3098 | 25.4867 | 24.7125 | 23.9818 | 23.297 | 22.6551 | 22.0615 | 21.5121 | 21.0089 | 20.5503 | 20.1349 | 19.7628 | 19.432 | 19.1403 | 18.8853 | 18.6664 | 18.4798 | 18.3225 | 18.1917 | 18.083
| Strategic Use of Low-Carbon Fuels | Residential | Hydrogen | 0 | 0 | 0 | 0 | 0 | 0 | 0 | 0 | 0 | 0 | 0 | 0 | 0 | 0 | 0 | 0 | 0 | 0 | 0 | 0 | 0 | 0 | 0 | 0 | 0 | 0 | 0 | 0 | 0 | 0 | 0 | 0 | 0
| Strategic Use of Low-Carbon Fuels | Commercial | Electricity | 288.0739 | 286.0588 | 284.7371 | 280.5834 | 275.6324 | 270.289 | 264.8695 | 259.935 | 257.9663 | 256.9475 | 256.7665 | 257.2764 | 258.2685 | 262.1242 | 266.1923 | 270.3968 | 274.6159 | 278.8035 | 282.8215 | 286.6778 | 290.3086 | 293.7355 | 296.9428 | 299.9207 | 302.7088 | 305.3188 | 307.7432 | 309.9518 | 312.0419 | 313.9393 | 315.6433 | 317.3371 | 319.0738
| Strategic Use of Low-Carbon Fuels | Commercial | Natural Gas | 306.4308 | 307.5691 | 308.3863 | 306.6698 | 305.173 | 300.0001 | 293.1642 | 284.2302 | 274.0132 | 260.7393 | 244.8717 | 227.7023 | 209.8344 | 192.6893 | 175.2373 | 157.6617 | 140.1042 | 122.6055 | 105.7884 | 89.7457 | 74.6861 | 60.7318 | 48.125 | 36.988 | 27.3894 | 19.1819 | 12.3182 | 6.8576 | 2.4158 | 0 | 0 | 0 | 0
| Strategic Use of Low-Carbon Fuels | Commercial | Renewable Natural Gas | 0 | 0.77312 | 1.5543 | 2.3243 | 3.0917 | 6.1413 | 9.096 | 11.8825 | 14.4721 | 16.7037 | 18.5016 | 19.8797 | 20.8405 | 20.8042 | 20.723 | 20.5799 | 20.3768 | 20.0901 | 19.7563 | 19.3528 | 18.8993 | 18.3858 | 17.8075 | 17.1603 | 16.4647 | 15.9371 | 15.4644 | 14.9671 | 14.5714 | 13.1646 | 10.0805 | 7.5085 | 5.3694
| Strategic Use of Low-Carbon Fuels | Commercial | Gasoline | 15.4897 | 15.5478 | 15.6063 | 15.3518 | 15.0953 | 14.8368 | 14.5763 | 14.3137 | 14.3683 | 14.4233 | 14.4786 | 14.5342 | 14.5902 | 13.9097 | 13.2312 | 12.5548 | 11.8804 | 11.2082 | 10.538 | 9.8701 | 9.2044 | 8.5409 | 7.8797 | 7.2209 | 6.5644 | 5.9104 | 5.2588 | 4.6097 | 3.9631 | 3.3191 | 2.6778 | 2.0391 | 1.4032
| Strategic Use of Low-Carbon Fuels | Commercial | Renewable Gasoline | 0 | 0 | 0 | 0 | 0 | 0 | 0 | 0 | 0 | 0 | 0 | 0 | 0 | 0 | 0 | 0 | 0 | 0 | 0 | 0 | 0 | 0 | 0 | 0 | 0 | 0 | 0 | 0 | 0 | 0 | 0 | 0 | 0
| Strategic Use of Low-Carbon Fuels | Commercial | Distillate | 46.7866 | 45.9506 | 44.316 | 41.8266 | 38.7398 | 32.7699 | 27.1923 | 22.4927 | 17.7517 | 13.5756 | 9.9768 | 6.9478 | 4.6069 | 3.2038 | 1.9878 | 0.95493 | 0.093167 | 0 | 0 | 0 | 0 | 0 | 0 | 0 | 0 | 0 | 0 | 0 | 0 | 0 | 0 | 0 | 0
| Strategic Use of Low-Carbon Fuels | Commercial | Renewable Distillate | 1.6787 | 1.8943 | 2.0653 | 2.1755 | 2.659 | 5.7674 | 8.3558 | 9.9657 | 11.5607 | 12.6116 | 13.1506 | 13.2179 | 12.705 | 11.7496 | 10.8075 | 9.9035 | 9.0391 | 7.6122 | 6.2791 | 5.1255 | 4.1321 | 3.2889 | 2.5842 | 2.0076 | 1.5499 | 1.1978 | 0.93628 | 0.74889 | 0.62104 | 0.53665 | 0.48266 | 0.45 | 0.43083
| Strategic Use of Low-Carbon Fuels | Commercial | Jet Fuel | 0 | 0 | 0 | 0 | 0 | 0 | 0 | 0 | 0 | 0 | 0 | 0 | 0 | 0 | 0 | 0 | 0 | 0 | 0 | 0 | 0 | 0 | 0 | 0 | 0 | 0 | 0 | 0 | 0 | 0 | 0 | 0 | 0
| Strategic Use of Low-Carbon Fuels | Commercial | Renewable Jet Fuel | 0 | 0 | 0 | 0 | 0 | 0 | 0 | 0 | 0 | 0 | 0 | 0 | 0 | 0 | 0 | 0 | 0 | 0 | 0 | 0 | 0 | 0 | 0 | 0 | 0 | 0 | 0 | 0 | 0 | 0 | 0 | 0 | 0
| Strategic Use of Low-Carbon Fuels | Commercial | Other Petroleum | 8.0946 | 8.125 | 8.1555 | 8.0226 | 7.8885 | 7.7534 | 7.6173 | 7.4801 | 7.5086 | 7.5373 | 7.5662 | 7.5953 | 7.6245 | 7.2689 | 6.9144 | 6.5609 | 6.2085 | 5.8572 | 5.507 | 5.1579 | 4.81 | 4.4633 | 4.1178 | 3.7735 | 3.4304 | 3.0886 | 2.7481 | 2.4089 | 2.071 | 1.7345 | 1.3994 | 1.0656 | 0.73329
| Strategic Use of Low-Carbon Fuels | Commercial | Coal | 0 | 0 | 0 | 0 | 0 | 0 | 0 | 0 | 0 | 0 | 0 | 0 | 0 | 0 | 0 | 0 | 0 | 0 | 0 | 0 | 0 | 0 | 0 | 0 | 0 | 0 | 0 | 0 | 0 | 0 | 0 | 0 | 0
| Strategic Use of Low-Carbon Fuels | Commercial | Wood and Waste | 0 | 0 | 0 | 0 | 0 | 0 | 0 | 0 | 0 | 0 | 0 | 0 | 0 | 0 | 0 | 0 | 0 | 0 | 0 | 0 | 0 | 0 | 0 | 0 | 0 | 0 | 0 | 0 | 0 | 0 | 0 | 0 | 0
| Strategic Use of Low-Carbon Fuels | Commercial | Hydrogen | 0 | 0.01272 | 0.024677 | 0.036303 | 0.047468 | 0.069817 | 0.091268 | 0.12861 | 0.16444 | 0.22563 | 0.2843 | 0.38176 | 0.47515 | 0.63741 | 0.7895 | 1.038 | 1.2709 | 1.6191 | 1.9452 | 2.3892 | 2.8048 | 3.2817 | 3.7275 | 4.1436 | 4.5313 | 4.8138 | 5.0753 | 5.208 | 5.3281 | 5.3459 | 5.3579 | 5.4324 | 5.4975
| Strategic Use of Low-Carbon Fuels | Industrial | Electricity | 62.3628 | 62.9732 | 63.5924 | 63.6884 | 63.7746 | 63.7512 | 63.7172 | 63.7348 | 63.737 | 63.8145 | 63.8847 | 64.0526 | 64.2182 | 65.9048 | 67.5931 | 69.3441 | 71.0987 | 72.8694 | 74.6438 | 76.3555 | 78.067 | 79.6665 | 81.2626 | 82.7299 | 84.1901 | 85.5356 | 86.8705 | 88.1174 | 89.3508 | 90.5081 | 91.6494 | 92.8378 | 94.0107
| Strategic Use of Low-Carbon Fuels | Industrial | Natural Gas | 91.6509 | 92.1076 | 92.57 | 90.8322 | 89.1036 | 86.8062 | 84.5364 | 82.0846 | 79.67 | 77.2527 | 74.8742 | 67.9487 | 61.2964 | 57.0447 | 52.8716 | 48.7776 | 44.7557 | 40.7989 | 36.9089 | 33.083 | 29.3118 | 25.5903 | 21.9274 | 18.3337 | 14.8218 | 10.5294 | 6.6351 | 3.731 | 1.2634 | 0 | 0 | 0 | 0
| Strategic Use of Low-Carbon Fuels | Industrial | Renewable Natural Gas | 0 | 0.23153 | 0.46655 | 0.68842 | 0.90271 | 1.777 | 2.6229 | 3.4316 | 4.2078 | 4.949 | 5.6572 | 5.9323 | 6.0879 | 6.159 | 6.2524 | 6.367 | 6.5093 | 6.6853 | 6.8929 | 7.134 | 7.4173 | 7.7471 | 8.1137 | 8.5058 | 8.9099 | 8.7483 | 8.3298 | 8.1431 | 7.6204 | 6.9148 | 5.0113 | 2.4609 | 0
| Strategic Use of Low-Carbon Fuels | Industrial | Gasoline | 0 | 0 | 0 | 0 | 0 | 0 | 0 | 0 | 0 | 0 | 0 | 0 | 0 | 0 | 0 | 0 | 0 | 0 | 0 | 0 | 0 | 0 | 0 | 0 | 0 | 0 | 0 | 0 | 0 | 0 | 0 | 0 | 0
| Strategic Use of Low-Carbon Fuels | Industrial | Renewable Gasoline | 0 | 0 | 0 | 0 | 0 | 0 | 0 | 0 | 0 | 0 | 0 | 0 | 0 | 0 | 0 | 0 | 0 | 0 | 0 | 0 | 0 | 0 | 0 | 0 | 0 | 0 | 0 | 0 | 0 | 0 | 0 | 0 | 0
| Strategic Use of Low-Carbon Fuels | Industrial | Distillate | 7.7734 | 7.7546 | 7.7339 | 7.5183 | 7.3024 | 6.6151 | 5.9309 | 5.312 | 4.587 | 3.8323 | 3.1084 | 2.3797 | 1.7572 | 1.3265 | 0.89602 | 0.4635 | 0.048554 | 0 | 0 | 0 | 0 | 0 | 0 | 0 | 0 | 0 | 0 | 0 | 0 | 0 | 0 | 0 | 0
| Strategic Use of Low-Carbon Fuels | Industrial | Renewable Distillate | 0 | 0.12655 | 0.25661 | 0.3805 | 0.50122 | 1.1644 | 1.8229 | 2.3548 | 2.9895 | 3.5635 | 4.1013 | 4.531 | 4.8461 | 4.8648 | 4.8715 | 4.807 | 4.7107 | 4.2338 | 3.6936 | 3.2027 | 2.6983 | 2.2919 | 1.8742 | 1.5703 | 1.258 | 1.0444 | 0.82486 | 0.67632 | 0.52371 | 0.42904 | 0.33176 | 0.16808 | 0
| Strategic Use of Low-Carbon Fuels | Industrial | Jet Fuel | 0 | 0 | 0 | 0 | 0 | 0 | 0 | 0 | 0 | 0 | 0 | 0 | 0 | 0 | 0 | 0 | 0 | 0 | 0 | 0 | 0 | 0 | 0 | 0 | 0 | 0 | 0 | 0 | 0 | 0 | 0 | 0 | 0
| Strategic Use of Low-Carbon Fuels | Industrial | Renewable Jet Fuel | 0 | 0 | 0 | 0 | 0 | 0 | 0 | 0 | 0 | 0 | 0 | 0 | 0 | 0 | 0 | 0 | 0 | 0 | 0 | 0 | 0 | 0 | 0 | 0 | 0 | 0 | 0 | 0 | 0 | 0 | 0 | 0 | 0
| Strategic Use of Low-Carbon Fuels | Industrial | Other Petroleum | 20.5835 | 20.8564 | 21.1333 | 21.1734 | 21.2113 | 21.247 | 21.2803 | 21.3112 | 21.3397 | 21.3655 | 21.3888 | 21.4092 | 21.4269 | 21.5783 | 21.7301 | 21.8825 | 22.0354 | 22.1888 | 22.3426 | 22.4969 | 22.6516 | 22.8066 | 22.9621 | 23.1179 | 23.2741 | 23.4305 | 23.5872 | 23.7442 | 23.9015 | 24.0589 | 24.2165 | 24.3743 | 24.5323
| Strategic Use of Low-Carbon Fuels | Industrial | Coal | 9.7158 | 9.5768 | 9.4401 | 9.1558 | 8.8786 | 8.6085 | 8.3451 | 8.0885 | 7.8384 | 7.5947 | 7.3572 | 7.1257 | 6.9002 | 6.7003 | 6.505 | 6.314 | 6.1274 | 5.9449 | 5.7666 | 5.5923 | 5.4219 | 5.2555 | 5.0928 | 4.9338 | 4.7785 | 4.6267 | 4.4784 | 4.3335 | 4.1919 | 4.0536 | 3.9185 | 3.7866 | 3.6577
| Strategic Use of Low-Carbon Fuels | Industrial | Wood and Waste | 23.9463 | 24.0251 | 24.105 | 23.7022 | 23.2974 | 22.8903 | 22.481 | 22.0694 | 21.6553 | 21.2389 | 20.82 | 20.3985 | 19.9744 | 19.7983 | 19.6213 | 19.4435 | 19.2647 | 19.085 | 18.9044 | 18.7228 | 18.5402 | 18.3566 | 18.1719 | 17.9861 | 17.7992 | 17.6111 | 17.4219 | 17.2314 | 17.0397 | 16.8468 | 16.6525 | 16.4568 | 16.2598
| Strategic Use of Low-Carbon Fuels | Industrial | Hydrogen | 0 | 0 | 0 | 0.36755 | 0.72586 | 0.98525 | 1.2376 | 1.7007 | 2.1507 | 2.6298 | 3.0941 | 8.5295 | 13.8016 | 16.7672 | 19.638 | 22.4146 | 25.0979 | 27.6887 | 30.1877 | 32.5959 | 34.9142 | 37.1434 | 39.2846 | 41.3387 | 43.3069 | 46.629 | 49.8183 | 51.7941 | 53.6782 | 54.55 | 55.3656 | 56.8377 | 58.2302
| Strategic Use of Low-Carbon Fuels | Transportation | Electricity | 0.12628 | 0.29861 | 0.49742 | 0.95244 | 1.604 | 2.6413 | 7.0025 | 12.1207 | 18.3057 | 26.0918 | 35.0504 | 45.1288 | 56.291 | 70.2047 | 84.3788 | 98.808 | 113.4834 | 128.2538 | 140.0772 | 151.7353 | 163.1356 | 174.1577 | 184.7204 | 195.1481 | 205.0333 | 214.2652 | 222.9642 | 231.1932 | 237.1928 | 242.7744 | 248.0497 | 252.6802 | 257.1724
| Strategic Use of Low-Carbon Fuels | Transportation | Natural Gas | 30.1559 | 30.152 | 30.1449 | 30.1331 | 30.1383 | 29.909 | 26.7915 | 23.7205 | 20.6919 | 17.6934 | 14.7261 | 11.7887 | 8.8802 | 8.4187 | 7.9396 | 7.4397 | 6.9171 | 6.374 | 5.8185 | 5.2603 | 4.7056 | 4.1559 | 3.6105 | 3.0685 | 2.5308 | 1.9819 | 1.4289 | 0.89059 | 0.35001 | 0 | 0 | 0 | 0
| Strategic Use of Low-Carbon Fuels | Transportation | Renewable Natural Gas | 0 | 0.075792 | 0.15193 | 0.22838 | 0.30533 | 0.61227 | 0.83126 | 0.99166 | 1.0928 | 1.1335 | 1.1126 | 1.0292 | 0.88197 | 0.90894 | 0.93891 | 0.97112 | 1.006 | 1.0444 | 1.0866 | 1.1343 | 1.1907 | 1.2582 | 1.336 | 1.4236 | 1.5213 | 1.6466 | 1.7938 | 1.9438 | 2.1112 | 2.0992 | 1.7444 | 1.3935 | 1.0443
| Strategic Use of Low-Carbon Fuels | Transportation | Gasoline | 722.8383 | 718.1388 | 712.8597 | 705.9193 | 694.3867 | 680.729 | 665.1189 | 646.5739 | 625.1165 | 599.3203 | 570.441 | 538.6368 | 504.1102 | 465.4051 | 426.9646 | 388.8921 | 351.247 | 314.5216 | 282.9486 | 252.7087 | 223.9377 | 196.9701 | 172.0494 | 149.5402 | 129.1479 | 111.2949 | 95.2496 | 80.5978 | 68.2553 | 57.2323 | 47.0506 | 39.628 | 32.5218
| Strategic Use of Low-Carbon Fuels | Transportation | Renewable Gasoline | 0 | 0 | 0 | 0 | 0 | 0 | 0 | 0 | 0 | 0 | 0 | 0 | 0 | 0 | 0 | 0 | 0 | 0 | 0 | 0 | 0 | 0 | 0 | 0 | 0 | 0 | 0 | 0 | 0 | 0 | 0 | 0 | 0
| Strategic Use of Low-Carbon Fuels | Transportation | Distillate | 221.4259 | 215.6057 | 208.9387 | 202.1859 | 195.1843 | 173.9038 | 153.1359 | 135.5155 | 115.3998 | 95.9156 | 77.206 | 59.4084 | 44.0419 | 33.6743 | 23.1006 | 12.3175 | 1.3391 | 0 | 0 | 0 | 0 | 0 | 0 | 0 | 0 | 0 | 0 | 0 | 0 | 0 | 0 | 0 | 0
| Strategic Use of Low-Carbon Fuels | Transportation | Renewable Distillate | 0 | 3.5185 | 6.9326 | 10.2326 | 13.397 | 30.6108 | 47.0679 | 60.0744 | 75.2104 | 89.1881 | 101.869 | 113.1166 | 121.4601 | 123.4951 | 125.5942 | 127.7443 | 129.9225 | 122.3911 | 114.045 | 105.8479 | 97.8402 | 90.0758 | 82.5656 | 74.4903 | 66.7064 | 59.2983 | 52.2106 | 45.4972 | 40.3956 | 35.6676 | 31.2022 | 27.2724 | 23.619
| Strategic Use of Low-Carbon Fuels | Transportation | Jet Fuel | 103.7331 | 104.0402 | 104.3481 | 104.657 | 104.9668 | 105.2775 | 105.5891 | 105.9017 | 106.2151 | 106.5295 | 106.8449 | 107.1611 | 107.4783 | 104.5626 | 101.6286 | 98.6763 | 95.7057 | 92.7167 | 89.7091 | 86.6829 | 83.6379 | 80.5742 | 77.4917 | 69.9489 | 62.3609 | 54.7273 | 47.0479 | 39.3227 | 31.5513 | 23.7335 | 15.8692 | 7.9581 | 0
| Strategic Use of Low-Carbon Fuels | Transportation | Renewable Jet Fuel | 0 | 0 | 0 | 0 | 0 | 0 | 0 | 0 | 0 | 0 | 0 | 0 | 0 | 3.2339 | 6.4869 | 9.7592 | 13.0508 | 16.3618 | 19.6922 | 23.0423 | 26.412 | 29.8014 | 33.2107 | 41.0811 | 48.9978 | 56.961 | 64.971 | 73.0278 | 81.1318 | 89.2831 | 97.482 | 105.7286 | 114.0232
| Strategic Use of Low-Carbon Fuels | Transportation | Other Petroleum | 0 | 0 | 0 | 0 | 0 | 0 | 0 | 0 | 0 | 0 | 0 | 0 | 0 | 0 | 0 | 0 | 0 | 0 | 0 | 0 | 0 | 0 | 0 | 0 | 0 | 0 | 0 | 0 | 0 | 0 | 0 | 0 | 0
| Strategic Use of Low-Carbon Fuels | Transportation | Coal | 0 | 0 | 0 | 0 | 0 | 0 | 0 | 0 | 0 | 0 | 0 | 0 | 0 | 0 | 0 | 0 | 0 | 0 | 0 | 0 | 0 | 0 | 0 | 0 | 0 | 0 | 0 | 0 | 0 | 0 | 0 | 0 | 0
| Strategic Use of Low-Carbon Fuels | Transportation | Wood and Waste | 0 | 0 | 0 | 0 | 0 | 0 | 0 | 0 | 0 | 0 | 0 | 0 | 0 | 0 | 0 | 0 | 0 | 0 | 0 | 0 | 0 | 0 | 0 | 0 | 0 | 0 | 0 | 0 | 0 | 0 | 0 | 0 | 0
| Strategic Use of Low-Carbon Fuels | Transportation | Hydrogen | 3.6596e-05 | 3.3586e-05 | 3.0721e-05 | 0.048298 | 0.36236 | 0.92308 | 1.7141 | 2.74 | 4.029 | 5.6478 | 7.6325 | 9.9838 | 12.7135 | 15.6944 | 18.799 | 22.0508 | 25.4601 | 28.9911 | 32.631 | 36.3344 | 40.1182 | 43.964 | 47.8574 | 51.8906 | 55.9217 | 59.9207 | 63.8783 | 67.7264 | 71.2666 | 74.6593 | 77.9112 | 80.9354 | 83.8292

## S3_Energy by FuelSector
Final Energy by Fuel and Sector - Scenario 3: Accelerated Transition Away from Combustion
Final energy demand by fuel and sector for Accelerated Transition Away from Combustion.
Note: 2020 is a modeled year, reflecting historical trends. Results on this tab do not include primary energy demand for electricity generation, synthetic fuel production, or electrolysis (primary energy demand means the input fuel burned by the generators to produce electricity)
Final Energy by Fuel by Sector, Aggregated Buildings (Tbtu)
| Scenario | Sector | Graphing Fuel | 2018 | 2019 | 2020 | 2021 | 2022 | 2023 | 2024 | 2025 | 2026 | 2027 | 2028 | 2029 | 2030 | 2031 | 2032 | 2033 | 2034 | 2035 | 2036 | 2037 | 2038 | 2039 | 2040 | 2041 | 2042 | 2043 | 2044 | 2045 | 2046 | 2047 | 2048 | 2049 | 2050
| Accelerated Transition Away from Combustion | Buildings | Electricity | 450.1683 | 443.4451 | 440.2363 | 434.2885 | 427.5743 | 420.8933 | 414.5756 | 409.3224 | 407.6114 | 416.6727 | 425.842 | 427.1025 | 430.0953 | 437.0046 | 444.2885 | 451.9226 | 459.6592 | 467.3998 | 474.8423 | 482.0234 | 488.7918 | 495.2019 | 501.0675 | 506.3154 | 511.071 | 515.346 | 519.0842 | 522.1595 | 524.8413 | 526.8722 | 528.2245 | 529.4607 | 530.7421
| Accelerated Transition Away from Combustion | Buildings | Natural Gas | 799.1202 | 801.0627 | 803.1966 | 798.2477 | 793.5052 | 782.174 | 766.8107 | 746.1301 | 721.4011 | 660.3309 | 599.8234 | 566.7396 | 528.2445 | 492.0719 | 454.367 | 415.8544 | 376.7187 | 337.3437 | 298.5879 | 261.0898 | 225.1028 | 191.0858 | 159.7968 | 131.3075 | 106.0337 | 84.0094 | 64.9701 | 48.7268 | 34.9987 | 23.3573 | 13.2942 | 4.3642 | 0
| Accelerated Transition Away from Combustion | Buildings | Renewable Natural Gas | 0 | 0.89369 | 1.7942 | 2.6776 | 3.5529 | 7.0366 | 10.3955 | 13.5497 | 16.4526 | 18.1596 | 19.339 | 20.9817 | 22.106 | 22.0805 | 22.0338 | 21.9661 | 21.8727 | 21.7492 | 21.5947 | 21.4067 | 21.1779 | 20.902 | 20.5809 | 20.4748 | 20.3817 | 20.3214 | 20.3134 | 20.3934 | 20.5731 | 20.9397 | 21.5856 | 22.6991 | 20.6188
| Accelerated Transition Away from Combustion | Buildings | Gasoline | 15.4897 | 15.5478 | 15.6063 | 15.3518 | 15.0953 | 14.8368 | 14.5763 | 14.3137 | 14.3683 | 14.4233 | 14.4786 | 14.5342 | 14.5902 | 13.9097 | 13.2312 | 12.5548 | 11.8804 | 11.2082 | 10.538 | 9.8701 | 9.2044 | 8.5409 | 7.8797 | 7.2209 | 6.5644 | 5.9104 | 5.2588 | 4.6097 | 3.9631 | 3.3191 | 2.6778 | 2.0391 | 1.4032
| Accelerated Transition Away from Combustion | Buildings | Renewable Gasoline | 0 | 0 | 0 | 0 | 0 | 0 | 0 | 0 | 0 | 0 | 0 | 0 | 0 | 0 | 0 | 0 | 0 | 0 | 0 | 0 | 0 | 0 | 0 | 0 | 0 | 0 | 0 | 0 | 0 | 0 | 0 | 0 | 0
| Accelerated Transition Away from Combustion | Buildings | Distillate | 161.6403 | 160.3353 | 156.8844 | 150.8729 | 141.8499 | 134.2192 | 126.0025 | 111.0327 | 102.2628 | 93.9843 | 85.316 | 76.4194 | 60.2512 | 53.6182 | 47.3416 | 41.5095 | 36.0972 | 31.1253 | 26.5726 | 22.4767 | 18.8144 | 15.5985 | 12.8137 | 10.437 | 8.4459 | 6.797 | 5.4402 | 4.3258 | 3.4227 | 2.6853 | 2.0847 | 1.6058 | 1.2265
| Accelerated Transition Away from Combustion | Buildings | Renewable Distillate | 5.8272 | 5.7846 | 5.6641 | 5.4499 | 7.4658 | 7.0642 | 6.6317 | 12.337 | 11.3625 | 10.4427 | 9.4796 | 8.491 | 15.0628 | 13.4046 | 11.8354 | 10.3774 | 9.0243 | 7.7813 | 6.6431 | 5.6192 | 4.7036 | 3.8996 | 3.2034 | 2.6092 | 2.1115 | 1.6992 | 1.36 | 1.0815 | 0.85567 | 0.67134 | 0.52118 | 0.40145 | 0.30662
| Accelerated Transition Away from Combustion | Buildings | Jet Fuel | 0 | 0 | 0 | 0 | 0 | 0 | 0 | 0 | 0 | 0 | 0 | 0 | 0 | 0 | 0 | 0 | 0 | 0 | 0 | 0 | 0 | 0 | 0 | 0 | 0 | 0 | 0 | 0 | 0 | 0 | 0 | 0 | 0
| Accelerated Transition Away from Combustion | Buildings | Renewable Jet Fuel | 0 | 0 | 0 | 0 | 0 | 0 | 0 | 0 | 0 | 0 | 0 | 0 | 0 | 0 | 0 | 0 | 0 | 0 | 0 | 0 | 0 | 0 | 0 | 0 | 0 | 0 | 0 | 0 | 0 | 0 | 0 | 0 | 0
| Accelerated Transition Away from Combustion | Buildings | Other Petroleum | 40.8065 | 40.5461 | 40.2637 | 39.3276 | 38.2364 | 36.932 | 35.4766 | 33.8592 | 32.3045 | 30.9398 | 29.3574 | 27.5942 | 25.84 | 23.8358 | 21.8941 | 20.0344 | 18.2488 | 16.5445 | 14.9198 | 13.3893 | 11.9448 | 10.5924 | 9.3453 | 8.2033 | 7.1613 | 6.2088 | 5.3344 | 4.5263 | 3.7794 | 3.0848 | 2.4385 | 1.8396 | 1.2831
| Accelerated Transition Away from Combustion | Buildings | Coal | 0 | 0 | 0 | 0 | 0 | 0 | 0 | 0 | 0 | 0 | 0 | 0 | 0 | 0 | 0 | 0 | 0 | 0 | 0 | 0 | 0 | 0 | 0 | 0 | 0 | 0 | 0 | 0 | 0 | 0 | 0 | 0 | 0
| Accelerated Transition Away from Combustion | Buildings | Wood and Waste | 40.4712 | 39.8823 | 39.3351 | 37.8984 | 36.4634 | 34.9881 | 33.5021 | 31.9846 | 31.0645 | 30.3255 | 29.4388 | 28.4259 | 27.4185 | 26.5514 | 25.7222 | 24.942 | 24.205 | 23.5135 | 22.864 | 22.262 | 21.7031 | 21.1893 | 20.7189 | 20.2903 | 19.904 | 19.5581 | 19.2504 | 18.979 | 18.7439 | 18.5416 | 18.3698 | 18.2265 | 18.1073
| Accelerated Transition Away from Combustion | Buildings | Hydrogen | 0 | 0.01272 | 0.024677 | 0.036303 | 0.047468 | 0.069817 | 0.091268 | 0.12861 | 0.16444 | 0.22563 | 0.2843 | 0.38176 | 0.47515 | 0.63741 | 0.7895 | 1.038 | 1.2709 | 1.6191 | 1.9452 | 2.3892 | 2.8048 | 3.2817 | 3.7275 | 4.1436 | 4.5313 | 4.8138 | 5.0753 | 5.208 | 5.3281 | 5.3459 | 5.3579 | 5.4324 | 5.4975
Final Energy by Fuel by Sector (Tbtu)
| Scenario | Sector | Graphing Fuel | 2018 | 2019 | 2020 | 2021 | 2022 | 2023 | 2024 | 2025 | 2026 | 2027 | 2028 | 2029 | 2030 | 2031 | 2032 | 2033 | 2034 | 2035 | 2036 | 2037 | 2038 | 2039 | 2040 | 2041 | 2042 | 2043 | 2044 | 2045 | 2046 | 2047 | 2048 | 2049 | 2050
| Accelerated Transition Away from Combustion | Residential | Electricity | 162.0944 | 157.3863 | 155.4992 | 153.7043 | 151.9412 | 150.6023 | 149.7007 | 149.3764 | 149.6265 | 156.9639 | 164.2851 | 166.0141 | 168.8296 | 172.487 | 176.146 | 179.8803 | 183.5978 | 187.2801 | 190.7786 | 194.1493 | 197.324 | 200.3468 | 203.0534 | 205.3834 | 207.4226 | 209.17 | 210.5745 | 211.5364 | 212.2217 | 212.443 | 212.1686 | 211.7739 | 211.3664
| Accelerated Transition Away from Combustion | Residential | Natural Gas | 492.6895 | 493.0641 | 493.9468 | 490.2909 | 486.6188 | 478.7682 | 468.6049 | 455.3196 | 439.3811 | 399.7908 | 361.1097 | 340.9557 | 316.9069 | 295.6793 | 273.8185 | 251.8013 | 229.5545 | 207.3158 | 185.243 | 163.7956 | 142.9349 | 122.962 | 104.3717 | 87.1944 | 71.6853 | 57.8341 | 45.5505 | 34.7188 | 25.3214 | 17.1066 | 9.8474 | 3.2849 | 0
| Accelerated Transition Away from Combustion | Residential | Renewable Natural Gas | 0 | 0.55008 | 1.1034 | 1.6446 | 2.1788 | 4.3071 | 6.3528 | 8.2686 | 10.0207 | 10.9945 | 11.6426 | 12.6228 | 13.2619 | 13.2679 | 13.2784 | 13.3006 | 13.3282 | 13.366 | 13.3973 | 13.4296 | 13.4474 | 13.4503 | 13.4425 | 13.5962 | 13.7793 | 13.9898 | 14.2417 | 14.5307 | 14.8845 | 15.336 | 15.989 | 17.0855 | 15.898
| Accelerated Transition Away from Combustion | Residential | Gasoline | 0 | 0 | 0 | 0 | 0 | 0 | 0 | 0 | 0 | 0 | 0 | 0 | 0 | 0 | 0 | 0 | 0 | 0 | 0 | 0 | 0 | 0 | 0 | 0 | 0 | 0 | 0 | 0 | 0 | 0 | 0 | 0 | 0
| Accelerated Transition Away from Combustion | Residential | Renewable Gasoline | 0 | 0 | 0 | 0 | 0 | 0 | 0 | 0 | 0 | 0 | 0 | 0 | 0 | 0 | 0 | 0 | 0 | 0 | 0 | 0 | 0 | 0 | 0 | 0 | 0 | 0 | 0 | 0 | 0 | 0 | 0 | 0 | 0
| Accelerated Transition Away from Combustion | Residential | Distillate | 114.8536 | 114.1492 | 112.1127 | 108.3976 | 102.5218 | 97.615 | 92.2462 | 81.8483 | 75.9235 | 70.2611 | 64.2882 | 58.117 | 46.2892 | 41.5701 | 37.0473 | 32.7926 | 28.7897 | 25.0637 | 21.6076 | 18.4652 | 15.6288 | 13.119 | 10.9295 | 9.0446 | 7.4489 | 6.1081 | 4.9834 | 4.0372 | 3.2498 | 2.5882 | 2.034 | 1.5814 | 1.2157
| Accelerated Transition Away from Combustion | Residential | Renewable Distillate | 4.1485 | 4.1258 | 4.0545 | 3.9231 | 5.3959 | 5.1376 | 4.8551 | 9.0943 | 8.4359 | 7.8068 | 7.1431 | 6.4574 | 11.5723 | 10.3925 | 9.2618 | 8.1981 | 7.1974 | 6.2659 | 5.4019 | 4.6163 | 3.9072 | 3.2797 | 2.7324 | 2.2612 | 1.8622 | 1.527 | 1.2458 | 1.0093 | 0.81244 | 0.64704 | 0.50849 | 0.39534 | 0.30394
| Accelerated Transition Away from Combustion | Residential | Jet Fuel | 0 | 0 | 0 | 0 | 0 | 0 | 0 | 0 | 0 | 0 | 0 | 0 | 0 | 0 | 0 | 0 | 0 | 0 | 0 | 0 | 0 | 0 | 0 | 0 | 0 | 0 | 0 | 0 | 0 | 0 | 0 | 0 | 0
| Accelerated Transition Away from Combustion | Residential | Renewable Jet Fuel | 0 | 0 | 0 | 0 | 0 | 0 | 0 | 0 | 0 | 0 | 0 | 0 | 0 | 0 | 0 | 0 | 0 | 0 | 0 | 0 | 0 | 0 | 0 | 0 | 0 | 0 | 0 | 0 | 0 | 0 | 0 | 0 | 0
| Accelerated Transition Away from Combustion | Residential | Other Petroleum | 32.7119 | 32.4211 | 32.1082 | 31.305 | 30.3478 | 29.1786 | 27.8593 | 26.3791 | 24.7959 | 23.4025 | 21.7912 | 19.9989 | 18.2154 | 16.5668 | 14.9797 | 13.4735 | 12.0403 | 10.6873 | 9.4128 | 8.2314 | 7.1347 | 6.1291 | 5.2275 | 4.4298 | 3.7309 | 3.1202 | 2.5862 | 2.1174 | 1.7084 | 1.3503 | 1.0391 | 0.77398 | 0.54983
| Accelerated Transition Away from Combustion | Residential | Coal | 0 | 0 | 0 | 0 | 0 | 0 | 0 | 0 | 0 | 0 | 0 | 0 | 0 | 0 | 0 | 0 | 0 | 0 | 0 | 0 | 0 | 0 | 0 | 0 | 0 | 0 | 0 | 0 | 0 | 0 | 0 | 0 | 0
| Accelerated Transition Away from Combustion | Residential | Wood and Waste | 40.4712 | 39.8823 | 39.3351 | 37.8984 | 36.4634 | 34.9881 | 33.5021 | 31.9846 | 31.0645 | 30.3255 | 29.4388 | 28.4259 | 27.4185 | 26.5514 | 25.7222 | 24.942 | 24.205 | 23.5135 | 22.864 | 22.262 | 21.7031 | 21.1893 | 20.7189 | 20.2903 | 19.904 | 19.5581 | 19.2504 | 18.979 | 18.7439 | 18.5416 | 18.3698 | 18.2265 | 18.1073
| Accelerated Transition Away from Combustion | Residential | Hydrogen | 0 | 0 | 0 | 0 | 0 | 0 | 0 | 0 | 0 | 0 | 0 | 0 | 0 | 0 | 0 | 0 | 0 | 0 | 0 | 0 | 0 | 0 | 0 | 0 | 0 | 0 | 0 | 0 | 0 | 0 | 0 | 0 | 0
| Accelerated Transition Away from Combustion | Commercial | Electricity | 288.0739 | 286.0588 | 284.7371 | 280.5842 | 275.6332 | 270.291 | 264.8749 | 259.946 | 257.9849 | 259.7088 | 261.5569 | 261.0884 | 261.2657 | 264.5177 | 268.1425 | 272.0423 | 276.0614 | 280.1198 | 284.0637 | 287.8742 | 291.4678 | 294.8551 | 298.0141 | 300.932 | 303.6484 | 306.176 | 308.5097 | 310.6231 | 312.6196 | 314.4293 | 316.0559 | 317.6868 | 319.3757
| Accelerated Transition Away from Combustion | Commercial | Natural Gas | 306.4308 | 307.9986 | 309.2498 | 307.9568 | 306.8864 | 303.4058 | 298.2058 | 290.8105 | 282.02 | 260.5401 | 238.7137 | 225.7839 | 211.3377 | 196.3926 | 180.5486 | 164.0531 | 147.1642 | 130.0279 | 113.3449 | 97.2942 | 82.1679 | 68.1237 | 55.4251 | 44.1131 | 34.3484 | 26.1753 | 19.4196 | 14.008 | 9.6773 | 6.2507 | 3.4469 | 1.0793 | 0
| Accelerated Transition Away from Combustion | Commercial | Renewable Natural Gas | 0 | 0.34361 | 0.69079 | 1.033 | 1.3741 | 2.7295 | 4.0427 | 5.2811 | 6.4319 | 7.165 | 7.6964 | 8.3589 | 8.8441 | 8.8126 | 8.7554 | 8.6656 | 8.5445 | 8.3831 | 8.1974 | 7.9771 | 7.7304 | 7.4518 | 7.1384 | 6.8786 | 6.6024 | 6.3317 | 6.0717 | 5.8627 | 5.6886 | 5.6037 | 5.5966 | 5.6135 | 4.7208
| Accelerated Transition Away from Combustion | Commercial | Gasoline | 15.4897 | 15.5478 | 15.6063 | 15.3518 | 15.0953 | 14.8368 | 14.5763 | 14.3137 | 14.3683 | 14.4233 | 14.4786 | 14.5342 | 14.5902 | 13.9097 | 13.2312 | 12.5548 | 11.8804 | 11.2082 | 10.538 | 9.8701 | 9.2044 | 8.5409 | 7.8797 | 7.2209 | 6.5644 | 5.9104 | 5.2588 | 4.6097 | 3.9631 | 3.3191 | 2.6778 | 2.0391 | 1.4032
| Accelerated Transition Away from Combustion | Commercial | Renewable Gasoline | 0 | 0 | 0 | 0 | 0 | 0 | 0 | 0 | 0 | 0 | 0 | 0 | 0 | 0 | 0 | 0 | 0 | 0 | 0 | 0 | 0 | 0 | 0 | 0 | 0 | 0 | 0 | 0 | 0 | 0 | 0 | 0 | 0
| Accelerated Transition Away from Combustion | Commercial | Distillate | 46.7866 | 46.1861 | 44.7717 | 42.4752 | 39.3281 | 36.6042 | 33.7562 | 29.1844 | 26.3393 | 23.7232 | 21.0278 | 18.3024 | 13.962 | 12.0482 | 10.2943 | 8.717 | 7.3074 | 6.0615 | 4.965 | 4.0115 | 3.1856 | 2.4795 | 1.8842 | 1.3924 | 0.99709 | 0.68893 | 0.45678 | 0.28866 | 0.1729 | 0.097188 | 0.050763 | 0.024457 | 0.010754
| Accelerated Transition Away from Combustion | Commercial | Renewable Distillate | 1.6787 | 1.6588 | 1.6096 | 1.5268 | 2.0699 | 1.9265 | 1.7766 | 3.2427 | 2.9266 | 2.6359 | 2.3364 | 2.0336 | 3.4905 | 3.012 | 2.5736 | 2.1792 | 1.8269 | 1.5154 | 1.2413 | 1.0029 | 0.7964 | 0.61987 | 0.47106 | 0.34809 | 0.24927 | 0.17223 | 0.11419 | 0.072165 | 0.043225 | 0.024297 | 0.012691 | 0.0061142 | 0.0026885
| Accelerated Transition Away from Combustion | Commercial | Jet Fuel | 0 | 0 | 0 | 0 | 0 | 0 | 0 | 0 | 0 | 0 | 0 | 0 | 0 | 0 | 0 | 0 | 0 | 0 | 0 | 0 | 0 | 0 | 0 | 0 | 0 | 0 | 0 | 0 | 0 | 0 | 0 | 0 | 0
| Accelerated Transition Away from Combustion | Commercial | Renewable Jet Fuel | 0 | 0 | 0 | 0 | 0 | 0 | 0 | 0 | 0 | 0 | 0 | 0 | 0 | 0 | 0 | 0 | 0 | 0 | 0 | 0 | 0 | 0 | 0 | 0 | 0 | 0 | 0 | 0 | 0 | 0 | 0 | 0 | 0
| Accelerated Transition Away from Combustion | Commercial | Other Petroleum | 8.0946 | 8.125 | 8.1555 | 8.0226 | 7.8885 | 7.7534 | 7.6173 | 7.4801 | 7.5086 | 7.5373 | 7.5662 | 7.5953 | 7.6245 | 7.2689 | 6.9144 | 6.5609 | 6.2085 | 5.8572 | 5.507 | 5.1579 | 4.81 | 4.4633 | 4.1178 | 3.7735 | 3.4304 | 3.0886 | 2.7481 | 2.4089 | 2.071 | 1.7345 | 1.3994 | 1.0656 | 0.73329
| Accelerated Transition Away from Combustion | Commercial | Coal | 0 | 0 | 0 | 0 | 0 | 0 | 0 | 0 | 0 | 0 | 0 | 0 | 0 | 0 | 0 | 0 | 0 | 0 | 0 | 0 | 0 | 0 | 0 | 0 | 0 | 0 | 0 | 0 | 0 | 0 | 0 | 0 | 0
| Accelerated Transition Away from Combustion | Commercial | Wood and Waste | 0 | 0 | 0 | 0 | 0 | 0 | 0 | 0 | 0 | 0 | 0 | 0 | 0 | 0 | 0 | 0 | 0 | 0 | 0 | 0 | 0 | 0 | 0 | 0 | 0 | 0 | 0 | 0 | 0 | 0 | 0 | 0 | 0
| Accelerated Transition Away from Combustion | Commercial | Hydrogen | 0 | 0.01272 | 0.024677 | 0.036303 | 0.047468 | 0.069817 | 0.091268 | 0.12861 | 0.16444 | 0.22563 | 0.2843 | 0.38176 | 0.47515 | 0.63741 | 0.7895 | 1.038 | 1.2709 | 1.6191 | 1.9452 | 2.3892 | 2.8048 | 3.2817 | 3.7275 | 4.1436 | 4.5313 | 4.8138 | 5.0753 | 5.208 | 5.3281 | 5.3459 | 5.3579 | 5.4324 | 5.4975
| Accelerated Transition Away from Combustion | Industrial | Electricity | 62.3628 | 62.9808 | 63.6074 | 63.7098 | 63.802 | 63.8129 | 63.8108 | 63.8521 | 63.8812 | 63.981 | 64.0704 | 64.2515 | 64.4243 | 67.9005 | 71.3591 | 74.8584 | 78.3407 | 81.8054 | 85.2518 | 88.6171 | 91.9611 | 95.1746 | 98.3622 | 101.4013 | 104.4092 | 107.2807 | 110.1159 | 112.8388 | 115.5211 | 118.1008 | 120.6356 | 123.1865 | 125.6914
| Accelerated Transition Away from Combustion | Industrial | Natural Gas | 91.6509 | 92.2362 | 92.8292 | 91.581 | 90.3278 | 88.7699 | 87.2145 | 85.6613 | 84.1103 | 82.561 | 81.0136 | 79.4684 | 77.9249 | 73.0226 | 68.2706 | 63.6676 | 59.2084 | 54.8879 | 50.7037 | 46.6522 | 42.7251 | 38.9149 | 35.2204 | 29.3971 | 24.0088 | 19.0665 | 14.5802 | 10.5724 | 7.0832 | 4.155 | 1.8633 | 0.36524 | 0
| Accelerated Transition Away from Combustion | Industrial | Renewable Natural Gas | 0 | 0.1029 | 0.20736 | 0.3072 | 0.40445 | 0.79859 | 1.1823 | 1.5556 | 1.9183 | 2.2705 | 2.612 | 2.9421 | 3.261 | 3.2767 | 3.3107 | 3.363 | 3.4377 | 3.5387 | 3.667 | 3.825 | 4.0196 | 4.2567 | 4.5362 | 4.5839 | 4.615 | 4.6121 | 4.5586 | 4.4248 | 4.1637 | 3.725 | 3.0254 | 1.8997 | 0
| Accelerated Transition Away from Combustion | Industrial | Gasoline | 0 | 0 | 0 | 0 | 0 | 0 | 0 | 0 | 0 | 0 | 0 | 0 | 0 | 0 | 0 | 0 | 0 | 0 | 0 | 0 | 0 | 0 | 0 | 0 | 0 | 0 | 0 | 0 | 0 | 0 | 0 | 0 | 0
| Accelerated Transition Away from Combustion | Industrial | Renewable Gasoline | 0 | 0 | 0 | 0 | 0 | 0 | 0 | 0 | 0 | 0 | 0 | 0 | 0 | 0 | 0 | 0 | 0 | 0 | 0 | 0 | 0 | 0 | 0 | 0 | 0 | 0 | 0 | 0 | 0 | 0 | 0 | 0 | 0
| Accelerated Transition Away from Combustion | Industrial | Distillate | 7.7734 | 7.8812 | 7.9905 | 7.8988 | 7.8036 | 7.7795 | 7.7538 | 7.6668 | 7.5765 | 7.3959 | 7.2097 | 6.9107 | 6.6032 | 6.1914 | 5.7676 | 5.2705 | 4.7593 | 4.2338 | 3.6936 | 3.2027 | 2.6983 | 2.2919 | 1.8742 | 1.5703 | 1.258 | 1.0444 | 0.82486 | 0.67633 | 0.52371 | 0.42904 | 0.33176 | 0.16808 | 0
| Accelerated Transition Away from Combustion | Industrial | Renewable Distillate | 0 | 0 | 0 | 0 | 0 | 0 | 0 | 0 | 0 | 0 | 0 | 0 | 0 | 0 | 0 | 0 | 0 | 0 | 0 | 0 | 0 | 0 | 0 | 0 | 0 | 0 | 0 | 0 | 0 | 0 | 0 | 0 | 0
| Accelerated Transition Away from Combustion | Industrial | Jet Fuel | 0 | 0 | 0 | 0 | 0 | 0 | 0 | 0 | 0 | 0 | 0 | 0 | 0 | 0 | 0 | 0 | 0 | 0 | 0 | 0 | 0 | 0 | 0 | 0 | 0 | 0 | 0 | 0 | 0 | 0 | 0 | 0 | 0
| Accelerated Transition Away from Combustion | Industrial | Renewable Jet Fuel | 0 | 0 | 0 | 0 | 0 | 0 | 0 | 0 | 0 | 0 | 0 | 0 | 0 | 0 | 0 | 0 | 0 | 0 | 0 | 0 | 0 | 0 | 0 | 0 | 0 | 0 | 0 | 0 | 0 | 0 | 0 | 0 | 0
| Accelerated Transition Away from Combustion | Industrial | Other Petroleum | 20.5835 | 20.8564 | 21.1333 | 21.1734 | 21.2113 | 21.247 | 21.2803 | 21.3112 | 21.3397 | 21.3655 | 21.3888 | 21.4092 | 21.4269 | 21.5783 | 21.7301 | 21.8825 | 22.0354 | 22.1888 | 22.3426 | 22.4969 | 22.6516 | 22.8066 | 22.9621 | 23.1179 | 23.2741 | 23.4305 | 23.5872 | 23.7442 | 23.9015 | 24.0589 | 24.2165 | 24.3743 | 24.5323
| Accelerated Transition Away from Combustion | Industrial | Coal | 9.7158 | 9.5768 | 9.4401 | 9.1558 | 8.8786 | 8.6085 | 8.3451 | 8.0885 | 7.8384 | 7.5947 | 7.3572 | 7.1257 | 6.9002 | 6.6203 | 6.3466 | 6.079 | 5.8175 | 5.5618 | 5.3119 | 5.0677 | 4.829 | 4.5958 | 4.3679 | 4.1453 | 3.9278 | 3.7154 | 3.5079 | 3.3052 | 3.1074 | 2.9142 | 2.7256 | 2.5414 | 2.3617
| Accelerated Transition Away from Combustion | Industrial | Wood and Waste | 23.9463 | 24.0251 | 24.105 | 23.7022 | 23.2974 | 22.8903 | 22.481 | 22.0694 | 21.6553 | 21.2389 | 20.82 | 20.3985 | 19.9744 | 19.7983 | 19.6213 | 19.4435 | 19.2647 | 19.085 | 18.9044 | 18.7228 | 18.5402 | 18.3566 | 18.1719 | 17.9861 | 17.7992 | 17.6111 | 17.4219 | 17.2314 | 17.0397 | 16.8468 | 16.6525 | 16.4568 | 16.2598
| Accelerated Transition Away from Combustion | Industrial | Hydrogen | 0 | 0 | 0 | 0 | 0 | 0 | 0 | 0 | 0 | 0 | 0 | 0 | 0 | 1.9564 | 3.7674 | 5.4349 | 6.9607 | 8.3467 | 9.5948 | 10.7073 | 11.6862 | 12.5337 | 13.2522 | 16.3612 | 19.0825 | 21.4235 | 23.3919 | 24.9955 | 26.2427 | 27.1421 | 27.7028 | 27.934 | 27.8454
| Accelerated Transition Away from Combustion | Transportation | Electricity | 0.12628 | 0.3058 | 0.52075 | 0.99726 | 1.7041 | 2.8536 | 7.3948 | 12.7754 | 19.3455 | 34.7259 | 50.3486 | 60.1957 | 71.3794 | 85.4196 | 99.8236 | 114.637 | 129.803 | 145.1899 | 157.8334 | 170.7447 | 183.5739 | 195.9891 | 207.8776 | 219.5257 | 230.5156 | 240.7121 | 250.259 | 259.2632 | 265.9663 | 272.1892 | 278.0579 | 283.195 | 288.1603
| Accelerated Transition Away from Combustion | Transportation | Natural Gas | 30.1559 | 30.1941 | 30.2293 | 30.2599 | 30.3079 | 30.2492 | 27.2533 | 24.2714 | 21.299 | 18.3236 | 15.3448 | 12.3611 | 9.3708 | 8.9278 | 8.4686 | 7.9896 | 7.4891 | 6.9698 | 6.4401 | 5.9107 | 5.3899 | 4.8808 | 4.3827 | 3.8866 | 3.3991 | 2.922 | 2.4553 | 1.9983 | 1.5502 | 1.107 | 0.66493 | 0.22473 | 0
| Accelerated Transition Away from Combustion | Transportation | Renewable Natural Gas | 0 | 0.033686 | 0.067525 | 0.1015 | 0.1357 | 0.27213 | 0.36947 | 0.44077 | 0.48575 | 0.50391 | 0.49473 | 0.45763 | 0.39215 | 0.40061 | 0.41067 | 0.42202 | 0.43482 | 0.44936 | 0.46577 | 0.48462 | 0.50708 | 0.53389 | 0.56446 | 0.60604 | 0.65338 | 0.70682 | 0.76768 | 0.83634 | 0.91122 | 0.99241 | 1.0796 | 1.1689 | 1.0444
| Accelerated Transition Away from Combustion | Transportation | Gasoline | 722.8383 | 718.115 | 712.7844 | 705.8196 | 694.5844 | 681.4327 | 666.4652 | 648.6376 | 627.8745 | 567.0116 | 510.7013 | 487.1508 | 459.8497 | 427.8982 | 395.7616 | 363.4081 | 331.0537 | 298.9789 | 271.3279 | 242.7364 | 214.5352 | 187.9792 | 163.3934 | 141.2318 | 121.2274 | 103.8388 | 88.3487 | 74.3126 | 62.6083 | 52.2152 | 42.6322 | 35.7626 | 29.157
| Accelerated Transition Away from Combustion | Transportation | Renewable Gasoline | 0 | 0 | 0 | 0 | 0 | 0 | 0 | 0 | 0 | 0 | 0 | 0 | 0 | 0 | 0 | 0 | 0 | 0 | 0 | 0 | 0 | 0 | 0 | 0 | 0 | 0 | 0 | 0 | 0 | 0 | 0 | 0 | 0
| Accelerated Transition Away from Combustion | Transportation | Distillate | 221.4259 | 219.1242 | 215.8713 | 212.4185 | 208.5813 | 204.5146 | 200.2038 | 195.5899 | 190.6102 | 185.4637 | 179.602 | 173.0141 | 165.8895 | 157.2308 | 148.1951 | 138.8461 | 129.2208 | 119.4778 | 110.1872 | 101.0423 | 92.1561 | 83.6309 | 75.4986 | 66.9705 | 58.8742 | 51.317 | 44.2176 | 37.5175 | 32.4617 | 27.8185 | 23.484 | 19.7372 | 16.3238
| Accelerated Transition Away from Combustion | Transportation | Renewable Distillate | 0 | 0 | 0 | 0 | 0 | 0 | 0 | 0 | 0 | 0 | 0 | 0 | 0 | 0 | 0 | 0 | 0 | 0 | 0 | 0 | 0 | 0 | 0 | 0 | 0 | 0 | 0 | 0 | 0 | 0 | 0 | 0 | 0
| Accelerated Transition Away from Combustion | Transportation | Jet Fuel | 103.7331 | 104.0402 | 104.3481 | 104.657 | 104.9668 | 105.2775 | 105.5891 | 105.9017 | 106.2151 | 106.5295 | 106.8449 | 107.1611 | 107.4783 | 107.7964 | 108.1155 | 108.4355 | 108.7565 | 109.0784 | 109.4013 | 109.7251 | 110.0499 | 110.3757 | 110.7024 | 111.0301 | 111.3587 | 111.6883 | 112.0189 | 112.3505 | 112.6831 | 113.0166 | 113.3511 | 113.6866 | 114.0232
| Accelerated Transition Away from Combustion | Transportation | Renewable Jet Fuel | 0 | 0 | 0 | 0 | 0 | 0 | 0 | 0 | 0 | 0 | 0 | 0 | 0 | 0 | 0 | 0 | 0 | 0 | 0 | 0 | 0 | 0 | 0 | 0 | 0 | 0 | 0 | 0 | 0 | 0 | 0 | 0 | 0
| Accelerated Transition Away from Combustion | Transportation | Other Petroleum | 0 | 0 | 0 | 0 | 0 | 0 | 0 | 0 | 0 | 0 | 0 | 0 | 0 | 0 | 0 | 0 | 0 | 0 | 0 | 0 | 0 | 0 | 0 | 0 | 0 | 0 | 0 | 0 | 0 | 0 | 0 | 0 | 0
| Accelerated Transition Away from Combustion | Transportation | Coal | 0 | 0 | 0 | 0 | 0 | 0 | 0 | 0 | 0 | 0 | 0 | 0 | 0 | 0 | 0 | 0 | 0 | 0 | 0 | 0 | 0 | 0 | 0 | 0 | 0 | 0 | 0 | 0 | 0 | 0 | 0 | 0 | 0
| Accelerated Transition Away from Combustion | Transportation | Wood and Waste | 0 | 0 | 0 | 0 | 0 | 0 | 0 | 0 | 0 | 0 | 0 | 0 | 0 | 0 | 0 | 0 | 0 | 0 | 0 | 0 | 0 | 0 | 0 | 0 | 0 | 0 | 0 | 0 | 0 | 0 | 0 | 0 | 0
| Accelerated Transition Away from Combustion | Transportation | Hydrogen | 3.6596e-05 | 0.0035737 | 0.011526 | 0.044895 | 0.10148 | 0.18596 | 0.29854 | 0.4594 | 0.67757 | 0.99964 | 1.4395 | 2.0108 | 2.722 | 3.6929 | 4.8417 | 6.1543 | 7.619 | 9.2057 | 10.8561 | 12.5845 | 14.3761 | 16.2126 | 18.0816 | 20.0678 | 22.0575 | 24.0352 | 25.9864 | 27.9035 | 29.6031 | 31.2329 | 32.7822 | 34.2421 | 35.6056

## S4_Energy by FuelSector
Final Energy by Fuel and Sector - Scenario 4: Beyond 85% Reduction
Final energy demand by fuel and sector for Beyond 85% Reduction.
Note: 2020 is a modeled year, reflecting historical trends. Results on this tab do not include primary energy demand for electricity generation, synthetic fuel production, or electrolysis (primary energy demand means the input fuel burned by the generators to produce electricity)
Final Energy by Fuel by Sector, Aggregated Buildings (Tbtu)
| Scenario | Sector | Graphing Fuel | 2018 | 2019 | 2020 | 2021 | 2022 | 2023 | 2024 | 2025 | 2026 | 2027 | 2028 | 2029 | 2030 | 2031 | 2032 | 2033 | 2034 | 2035 | 2036 | 2037 | 2038 | 2039 | 2040 | 2041 | 2042 | 2043 | 2044 | 2045 | 2046 | 2047 | 2048 | 2049 | 2050
| Beyond 85% Reductions | Buildings | Electricity | 450.1683 | 443.4451 | 440.2363 | 434.2885 | 427.5743 | 420.8933 | 414.5756 | 409.3224 | 407.6114 | 416.6727 | 425.842 | 427.1025 | 430.0953 | 437.0046 | 444.2885 | 451.9226 | 459.6592 | 467.3998 | 474.8423 | 482.0234 | 488.7918 | 495.2019 | 501.0675 | 506.3154 | 511.071 | 515.346 | 519.0842 | 522.1595 | 524.8413 | 526.8722 | 528.2245 | 529.4607 | 530.7421
| Beyond 85% Reductions | Buildings | Natural Gas | 799.1202 | 801.9564 | 804.9907 | 800.9253 | 790.8588 | 776.934 | 759.0714 | 736.0453 | 709.1594 | 646.8276 | 585.4524 | 551.1519 | 511.826 | 466.3362 | 421.1384 | 376.9635 | 334.0197 | 292.6607 | 253.5846 | 217.2399 | 183.7254 | 153.2672 | 126.2644 | 95.6229 | 70.7927 | 51.1221 | 35.8191 | 24.1921 | 15.5601 | 9.3024 | 4.8832 | 1.8944 | 0
| Beyond 85% Reductions | Buildings | Renewable Natural Gas | 0 | 0 | 0 | 0 | 6.1993 | 12.2766 | 18.1348 | 23.6345 | 28.6943 | 31.6629 | 33.71 | 36.5693 | 38.5245 | 47.8162 | 55.2625 | 60.8571 | 64.5718 | 66.4322 | 66.598 | 65.2567 | 62.5553 | 58.7206 | 54.1133 | 56.1595 | 55.6228 | 53.2087 | 49.4645 | 44.9282 | 40.0117 | 34.9946 | 29.9967 | 25.1688 | 20.6188
| Beyond 85% Reductions | Buildings | Gasoline | 15.4897 | 15.5478 | 15.6063 | 15.3518 | 15.0953 | 14.8368 | 14.5763 | 14.3137 | 14.3683 | 14.4233 | 14.4786 | 14.5342 | 14.5902 | 13.9097 | 13.2312 | 12.5548 | 11.8804 | 11.2082 | 10.538 | 9.8701 | 9.2044 | 8.5409 | 7.8797 | 7.2209 | 6.5644 | 5.9104 | 5.2588 | 4.6097 | 3.9631 | 3.3191 | 2.6778 | 2.0391 | 1.4032
| Beyond 85% Reductions | Buildings | Renewable Gasoline | 0 | 0 | 0 | 0 | 0 | 0 | 0 | 0 | 0 | 0 | 0 | 0 | 0 | 0 | 0 | 0 | 0 | 0 | 0 | 0 | 0 | 0 | 0 | 0 | 0 | 0 | 0 | 0 | 0 | 0 | 0 | 0 | 0
| Beyond 85% Reductions | Buildings | Distillate | 161.6403 | 162.8823 | 159.3752 | 153.2688 | 140.689 | 132.0221 | 122.9085 | 107.1964 | 97.8458 | 89.1125 | 80.1561 | 71.1367 | 54.9793 | 47.3851 | 40.477 | 34.2973 | 28.7875 | 23.9275 | 19.6637 | 15.9865 | 12.8408 | 10.1975 | 11.212 | 8.2191 | 5.9122 | 4.1632 | 2.8561 | 1.8925 | 1.1979 | 0.7049 | 0.36483 | 0.14051 | 0
| Beyond 85% Reductions | Buildings | Renewable Distillate | 5.8272 | 3.2375 | 3.1734 | 3.054 | 8.6271 | 9.2619 | 9.7265 | 16.1751 | 15.7813 | 15.316 | 14.6406 | 13.7744 | 20.3348 | 19.6377 | 18.6999 | 17.5897 | 16.334 | 14.979 | 13.552 | 12.1093 | 10.6772 | 9.3006 | 4.8051 | 4.8271 | 4.6453 | 4.3331 | 3.9441 | 3.5147 | 3.0804 | 2.6518 | 2.2411 | 1.8668 | 1.5331
| Beyond 85% Reductions | Buildings | Jet Fuel | 0 | 0 | 0 | 0 | 0 | 0 | 0 | 0 | 0 | 0 | 0 | 0 | 0 | 0 | 0 | 0 | 0 | 0 | 0 | 0 | 0 | 0 | 0 | 0 | 0 | 0 | 0 | 0 | 0 | 0 | 0 | 0 | 0
| Beyond 85% Reductions | Buildings | Renewable Jet Fuel | 0 | 0 | 0 | 0 | 0 | 0 | 0 | 0 | 0 | 0 | 0 | 0 | 0 | 0 | 0 | 0 | 0 | 0 | 0 | 0 | 0 | 0 | 0 | 0 | 0 | 0 | 0 | 0 | 0 | 0 | 0 | 0 | 0
| Beyond 85% Reductions | Buildings | Other Petroleum | 40.8065 | 40.5461 | 40.2637 | 39.3276 | 38.2364 | 36.932 | 35.4766 | 33.8592 | 32.3045 | 30.9398 | 29.3574 | 27.5942 | 25.84 | 23.8358 | 21.8941 | 20.0344 | 18.2488 | 16.5445 | 14.9198 | 13.3893 | 11.9448 | 10.5924 | 9.3453 | 8.2033 | 7.1613 | 6.2088 | 5.3344 | 4.5263 | 3.7794 | 3.0848 | 2.4385 | 1.8396 | 1.2831
| Beyond 85% Reductions | Buildings | Coal | 0 | 0 | 0 | 0 | 0 | 0 | 0 | 0 | 0 | 0 | 0 | 0 | 0 | 0 | 0 | 0 | 0 | 0 | 0 | 0 | 0 | 0 | 0 | 0 | 0 | 0 | 0 | 0 | 0 | 0 | 0 | 0 | 0
| Beyond 85% Reductions | Buildings | Wood and Waste | 40.4712 | 39.8823 | 39.3351 | 37.8984 | 36.4634 | 34.9881 | 33.5021 | 31.9846 | 31.0645 | 30.3255 | 29.4388 | 28.4259 | 27.4185 | 26.5514 | 25.7222 | 24.942 | 24.205 | 23.5135 | 22.864 | 22.262 | 21.7031 | 21.1893 | 20.7189 | 20.2903 | 19.904 | 19.5581 | 19.2504 | 18.979 | 18.7439 | 18.5416 | 18.3698 | 18.2265 | 18.1073
| Beyond 85% Reductions | Buildings | Hydrogen | 0 | 0.01272 | 0.024677 | 0.036303 | 0.047468 | 0.069817 | 0.091268 | 0.12861 | 0.16444 | 0.22563 | 0.2843 | 0.38176 | 0.47515 | 0.63741 | 0.7895 | 1.038 | 1.2709 | 1.6191 | 1.9452 | 2.3892 | 2.8048 | 3.2817 | 3.7275 | 4.1436 | 4.5313 | 4.8138 | 5.0753 | 5.208 | 5.3281 | 5.3459 | 5.3579 | 5.4324 | 5.4975
Final Energy by Fuel by Sector (Tbtu)
| Scenario | Sector | Graphing Fuel | 2018 | 2019 | 2020 | 2021 | 2022 | 2023 | 2024 | 2025 | 2026 | 2027 | 2028 | 2029 | 2030 | 2031 | 2032 | 2033 | 2034 | 2035 | 2036 | 2037 | 2038 | 2039 | 2040 | 2041 | 2042 | 2043 | 2044 | 2045 | 2046 | 2047 | 2048 | 2049 | 2050
| Beyond 85% Reductions | Residential | Electricity | 162.0944 | 157.3863 | 155.4992 | 153.7043 | 151.9412 | 150.6023 | 149.7007 | 149.3764 | 149.6265 | 156.9639 | 164.2851 | 166.0141 | 168.8296 | 172.487 | 176.146 | 179.8803 | 183.5978 | 187.2801 | 190.7786 | 194.1493 | 197.324 | 200.3468 | 203.0534 | 205.3834 | 207.4226 | 209.17 | 210.5745 | 211.5364 | 212.2217 | 212.443 | 212.1686 | 211.7739 | 211.3664
| Beyond 85% Reductions | Residential | Natural Gas | 492.6895 | 493.6142 | 495.0501 | 491.9355 | 484.9959 | 475.5608 | 463.8753 | 449.1654 | 431.9251 | 391.6153 | 352.458 | 331.578 | 307.057 | 280.215 | 253.7937 | 228.2527 | 203.5357 | 179.8557 | 157.3231 | 136.2862 | 116.6612 | 98.6261 | 82.4699 | 63.4981 | 47.8602 | 35.1937 | 25.1127 | 17.2373 | 11.2577 | 6.8129 | 3.6171 | 1.4259 | 0
| Beyond 85% Reductions | Residential | Renewable Natural Gas | 0 | 0 | 0 | 0 | 3.8018 | 7.5145 | 11.0823 | 14.4227 | 17.4767 | 19.17 | 20.2943 | 22.0004 | 23.1118 | 28.7321 | 33.3032 | 36.8492 | 39.347 | 40.8261 | 41.3172 | 40.939 | 39.7211 | 37.7862 | 35.3443 | 37.2925 | 37.6044 | 36.6302 | 34.6795 | 32.0122 | 28.9483 | 25.6296 | 22.2193 | 18.9445 | 15.898
| Beyond 85% Reductions | Residential | Gasoline | 0 | 0 | 0 | 0 | 0 | 0 | 0 | 0 | 0 | 0 | 0 | 0 | 0 | 0 | 0 | 0 | 0 | 0 | 0 | 0 | 0 | 0 | 0 | 0 | 0 | 0 | 0 | 0 | 0 | 0 | 0 | 0 | 0
| Beyond 85% Reductions | Residential | Renewable Gasoline | 0 | 0 | 0 | 0 | 0 | 0 | 0 | 0 | 0 | 0 | 0 | 0 | 0 | 0 | 0 | 0 | 0 | 0 | 0 | 0 | 0 | 0 | 0 | 0 | 0 | 0 | 0 | 0 | 0 | 0 | 0 | 0 | 0
| Beyond 85% Reductions | Residential | Distillate | 114.8536 | 116.0316 | 113.9598 | 110.1821 | 101.6825 | 96.0166 | 89.9805 | 79.019 | 72.6429 | 66.6179 | 60.3991 | 54.099 | 42.2389 | 36.7375 | 31.6755 | 27.0949 | 22.9598 | 19.2677 | 15.9896 | 13.1333 | 10.6667 | 8.5765 | 9.5633 | 7.1226 | 5.2142 | 3.7412 | 2.6163 | 1.7663 | 1.1374 | 0.67939 | 0.35594 | 0.13837 | 0
| Beyond 85% Reductions | Residential | Renewable Distillate | 4.1485 | 2.2433 | 2.2075 | 2.1387 | 6.2352 | 6.736 | 7.1208 | 11.9236 | 11.7166 | 11.45 | 11.0322 | 10.4754 | 15.6226 | 15.225 | 14.6337 | 13.8959 | 13.0274 | 12.0619 | 11.0199 | 9.9481 | 8.8693 | 7.8222 | 4.0986 | 4.1831 | 4.0969 | 3.8939 | 3.6129 | 3.2802 | 2.9248 | 2.5558 | 2.1865 | 1.8383 | 1.5197
| Beyond 85% Reductions | Residential | Jet Fuel | 0 | 0 | 0 | 0 | 0 | 0 | 0 | 0 | 0 | 0 | 0 | 0 | 0 | 0 | 0 | 0 | 0 | 0 | 0 | 0 | 0 | 0 | 0 | 0 | 0 | 0 | 0 | 0 | 0 | 0 | 0 | 0 | 0
| Beyond 85% Reductions | Residential | Renewable Jet Fuel | 0 | 0 | 0 | 0 | 0 | 0 | 0 | 0 | 0 | 0 | 0 | 0 | 0 | 0 | 0 | 0 | 0 | 0 | 0 | 0 | 0 | 0 | 0 | 0 | 0 | 0 | 0 | 0 | 0 | 0 | 0 | 0 | 0
| Beyond 85% Reductions | Residential | Other Petroleum | 32.7119 | 32.4211 | 32.1082 | 31.305 | 30.3478 | 29.1786 | 27.8593 | 26.3791 | 24.7959 | 23.4025 | 21.7912 | 19.9989 | 18.2154 | 16.5668 | 14.9797 | 13.4735 | 12.0403 | 10.6873 | 9.4128 | 8.2314 | 7.1347 | 6.1291 | 5.2275 | 4.4298 | 3.7309 | 3.1202 | 2.5862 | 2.1174 | 1.7084 | 1.3503 | 1.0391 | 0.77398 | 0.54983
| Beyond 85% Reductions | Residential | Coal | 0 | 0 | 0 | 0 | 0 | 0 | 0 | 0 | 0 | 0 | 0 | 0 | 0 | 0 | 0 | 0 | 0 | 0 | 0 | 0 | 0 | 0 | 0 | 0 | 0 | 0 | 0 | 0 | 0 | 0 | 0 | 0 | 0
| Beyond 85% Reductions | Residential | Wood and Waste | 40.4712 | 39.8823 | 39.3351 | 37.8984 | 36.4634 | 34.9881 | 33.5021 | 31.9846 | 31.0645 | 30.3255 | 29.4388 | 28.4259 | 27.4185 | 26.5514 | 25.7222 | 24.942 | 24.205 | 23.5135 | 22.864 | 22.262 | 21.7031 | 21.1893 | 20.7189 | 20.2903 | 19.904 | 19.5581 | 19.2504 | 18.979 | 18.7439 | 18.5416 | 18.3698 | 18.2265 | 18.1073
| Beyond 85% Reductions | Residential | Hydrogen | 0 | 0 | 0 | 0 | 0 | 0 | 0 | 0 | 0 | 0 | 0 | 0 | 0 | 0 | 0 | 0 | 0 | 0 | 0 | 0 | 0 | 0 | 0 | 0 | 0 | 0 | 0 | 0 | 0 | 0 | 0 | 0 | 0
| Beyond 85% Reductions | Commercial | Electricity | 288.0739 | 286.0588 | 284.7371 | 280.5842 | 275.6332 | 270.291 | 264.8749 | 259.946 | 257.9849 | 259.7088 | 261.5569 | 261.0884 | 261.2657 | 264.5177 | 268.1425 | 272.0423 | 276.0614 | 280.1198 | 284.0637 | 287.8742 | 291.4678 | 294.8551 | 298.0141 | 300.932 | 303.6484 | 306.176 | 308.5097 | 310.6231 | 312.6196 | 314.4293 | 316.0559 | 317.6868 | 319.3757
| Beyond 85% Reductions | Commercial | Natural Gas | 306.4308 | 308.3422 | 309.9406 | 308.9898 | 305.8629 | 301.3732 | 295.196 | 286.8799 | 277.2343 | 255.2123 | 232.9944 | 219.5739 | 204.769 | 186.1211 | 167.3447 | 148.7108 | 130.4839 | 112.805 | 96.2615 | 80.9537 | 67.0642 | 54.6411 | 43.7944 | 32.1248 | 22.9325 | 15.9284 | 10.7064 | 6.9547 | 4.3024 | 2.4894 | 1.2661 | 0.4685 | 0
| Beyond 85% Reductions | Commercial | Renewable Natural Gas | 0 | 0 | 0 | 0 | 2.3976 | 4.7621 | 7.0525 | 9.2117 | 11.2176 | 12.4929 | 13.4157 | 14.5689 | 15.4127 | 19.0841 | 21.9593 | 24.0079 | 25.2248 | 25.606 | 25.2808 | 24.3177 | 22.8342 | 20.9344 | 18.769 | 18.8669 | 18.0184 | 16.5786 | 14.785 | 12.9159 | 11.0634 | 9.365 | 7.7774 | 6.2243 | 4.7208
| Beyond 85% Reductions | Commercial | Gasoline | 15.4897 | 15.5478 | 15.6063 | 15.3518 | 15.0953 | 14.8368 | 14.5763 | 14.3137 | 14.3683 | 14.4233 | 14.4786 | 14.5342 | 14.5902 | 13.9097 | 13.2312 | 12.5548 | 11.8804 | 11.2082 | 10.538 | 9.8701 | 9.2044 | 8.5409 | 7.8797 | 7.2209 | 6.5644 | 5.9104 | 5.2588 | 4.6097 | 3.9631 | 3.3191 | 2.6778 | 2.0391 | 1.4032
| Beyond 85% Reductions | Commercial | Renewable Gasoline | 0 | 0 | 0 | 0 | 0 | 0 | 0 | 0 | 0 | 0 | 0 | 0 | 0 | 0 | 0 | 0 | 0 | 0 | 0 | 0 | 0 | 0 | 0 | 0 | 0 | 0 | 0 | 0 | 0 | 0 | 0 | 0 | 0
| Beyond 85% Reductions | Commercial | Distillate | 46.7866 | 46.8507 | 45.4154 | 43.0867 | 39.0065 | 36.0055 | 32.928 | 28.1774 | 25.203 | 22.4947 | 19.757 | 17.0377 | 12.7403 | 10.6476 | 8.8016 | 7.2024 | 5.8277 | 4.6598 | 3.6741 | 2.8532 | 2.1742 | 1.621 | 1.6487 | 1.0965 | 0.69797 | 0.42197 | 0.23981 | 0.12629 | 0.060515 | 0.025512 | 0.0088835 | 0.00214 | 0
| Beyond 85% Reductions | Commercial | Renewable Distillate | 1.6787 | 0.9942 | 0.9659 | 0.91533 | 2.3919 | 2.5259 | 2.6057 | 4.2515 | 4.0647 | 3.866 | 3.6085 | 3.299 | 4.7122 | 4.4126 | 4.0662 | 3.6938 | 3.3066 | 2.9171 | 2.5322 | 2.1612 | 1.8078 | 1.4784 | 0.70659 | 0.64396 | 0.5484 | 0.4392 | 0.33116 | 0.23454 | 0.15561 | 0.095973 | 0.05457 | 0.028431 | 0.013443
| Beyond 85% Reductions | Commercial | Jet Fuel | 0 | 0 | 0 | 0 | 0 | 0 | 0 | 0 | 0 | 0 | 0 | 0 | 0 | 0 | 0 | 0 | 0 | 0 | 0 | 0 | 0 | 0 | 0 | 0 | 0 | 0 | 0 | 0 | 0 | 0 | 0 | 0 | 0
| Beyond 85% Reductions | Commercial | Renewable Jet Fuel | 0 | 0 | 0 | 0 | 0 | 0 | 0 | 0 | 0 | 0 | 0 | 0 | 0 | 0 | 0 | 0 | 0 | 0 | 0 | 0 | 0 | 0 | 0 | 0 | 0 | 0 | 0 | 0 | 0 | 0 | 0 | 0 | 0
| Beyond 85% Reductions | Commercial | Other Petroleum | 8.0946 | 8.125 | 8.1555 | 8.0226 | 7.8885 | 7.7534 | 7.6173 | 7.4801 | 7.5086 | 7.5373 | 7.5662 | 7.5953 | 7.6245 | 7.2689 | 6.9144 | 6.5609 | 6.2085 | 5.8572 | 5.507 | 5.1579 | 4.81 | 4.4633 | 4.1178 | 3.7735 | 3.4304 | 3.0886 | 2.7481 | 2.4089 | 2.071 | 1.7345 | 1.3994 | 1.0656 | 0.73329
| Beyond 85% Reductions | Commercial | Coal | 0 | 0 | 0 | 0 | 0 | 0 | 0 | 0 | 0 | 0 | 0 | 0 | 0 | 0 | 0 | 0 | 0 | 0 | 0 | 0 | 0 | 0 | 0 | 0 | 0 | 0 | 0 | 0 | 0 | 0 | 0 | 0 | 0
| Beyond 85% Reductions | Commercial | Wood and Waste | 0 | 0 | 0 | 0 | 0 | 0 | 0 | 0 | 0 | 0 | 0 | 0 | 0 | 0 | 0 | 0 | 0 | 0 | 0 | 0 | 0 | 0 | 0 | 0 | 0 | 0 | 0 | 0 | 0 | 0 | 0 | 0 | 0
| Beyond 85% Reductions | Commercial | Hydrogen | 0 | 0.01272 | 0.024677 | 0.036303 | 0.047468 | 0.069817 | 0.091268 | 0.12861 | 0.16444 | 0.22563 | 0.2843 | 0.38176 | 0.47515 | 0.63741 | 0.7895 | 1.038 | 1.2709 | 1.6191 | 1.9452 | 2.3892 | 2.8048 | 3.2817 | 3.7275 | 4.1436 | 4.5313 | 4.8138 | 5.0753 | 5.208 | 5.3281 | 5.3459 | 5.3579 | 5.4324 | 5.4975
| Beyond 85% Reductions | Industrial | Electricity | 62.3628 | 62.9808 | 63.6074 | 63.7098 | 63.7987 | 63.8065 | 63.8016 | 63.8402 | 63.867 | 63.9649 | 64.0527 | 64.2326 | 64.4046 | 67.8768 | 71.3325 | 74.8301 | 78.3119 | 81.777 | 85.2249 | 88.592 | 91.9386 | 95.1544 | 98.3448 | 101.384 | 104.3932 | 107.2658 | 110.103 | 112.8273 | 115.5115 | 118.0925 | 120.6289 | 123.1829 | 125.6914
| Beyond 85% Reductions | Industrial | Natural Gas | 91.6509 | 92.3391 | 93.0366 | 91.5206 | 89.3063 | 87.2053 | 85.1256 | 82.8557 | 80.6159 | 78.3657 | 76.1469 | 69.2839 | 62.6674 | 56.0962 | 50.0006 | 44.3613 | 39.1592 | 34.3754 | 29.9912 | 25.9878 | 22.3468 | 19.0501 | 16.0793 | 12.4854 | 9.4573 | 6.4643 | 4.1263 | 2.6105 | 1.4906 | 0.8274 | 0.37871 | 0.087728 | 0
| Beyond 85% Reductions | Industrial | Renewable Natural Gas | 0 | 0 | 0 | 0 | 0.70005 | 1.378 | 2.0337 | 2.6605 | 3.2619 | 3.8361 | 4.3845 | 4.597 | 4.7169 | 5.7519 | 6.5612 | 7.1617 | 7.5702 | 7.803 | 7.8765 | 7.8065 | 7.6087 | 7.2986 | 6.8911 | 7.3327 | 7.4307 | 6.7281 | 5.6983 | 4.8481 | 3.8329 | 3.1126 | 2.3264 | 1.1655 | 0
| Beyond 85% Reductions | Industrial | Gasoline | 0 | 0 | 0 | 0 | 0 | 0 | 0 | 0 | 0 | 0 | 0 | 0 | 0 | 0 | 0 | 0 | 0 | 0 | 0 | 0 | 0 | 0 | 0 | 0 | 0 | 0 | 0 | 0 | 0 | 0 | 0 | 0 | 0
| Beyond 85% Reductions | Industrial | Renewable Gasoline | 0 | 0 | 0 | 0 | 0 | 0 | 0 | 0 | 0 | 0 | 0 | 0 | 0 | 0 | 0 | 0 | 0 | 0 | 0 | 0 | 0 | 0 | 0 | 0 | 0 | 0 | 0 | 0 | 0 | 0 | 0 | 0 | 0
| Beyond 85% Reductions | Industrial | Distillate | 7.7734 | 7.8812 | 7.9905 | 7.8988 | 7.7429 | 7.6585 | 7.5729 | 7.4283 | 7.2819 | 7.0507 | 6.8171 | 6.4807 | 6.141 | 5.6156 | 5.0985 | 4.5379 | 3.9883 | 3.4505 | 2.9253 | 2.4629 | 2.013 | 1.657 | 1.3119 | 0.98929 | 0.70451 | 0.51175 | 0.34644 | 0.23671 | 0.14664 | 0.090098 | 0.046447 | 0.011766 | 0
| Beyond 85% Reductions | Industrial | Renewable Distillate | 0 | 0 | 0 | 0 | 0.060695 | 0.12102 | 0.18092 | 0.23852 | 0.29464 | 0.34514 | 0.39253 | 0.43 | 0.46223 | 0.5758 | 0.66904 | 0.73259 | 0.77101 | 0.78325 | 0.76826 | 0.73983 | 0.68538 | 0.63485 | 0.56226 | 0.58101 | 0.55354 | 0.53264 | 0.47842 | 0.43961 | 0.37707 | 0.33894 | 0.28532 | 0.15632 | 0
| Beyond 85% Reductions | Industrial | Jet Fuel | 0 | 0 | 0 | 0 | 0 | 0 | 0 | 0 | 0 | 0 | 0 | 0 | 0 | 0 | 0 | 0 | 0 | 0 | 0 | 0 | 0 | 0 | 0 | 0 | 0 | 0 | 0 | 0 | 0 | 0 | 0 | 0 | 0
| Beyond 85% Reductions | Industrial | Renewable Jet Fuel | 0 | 0 | 0 | 0 | 0 | 0 | 0 | 0 | 0 | 0 | 0 | 0 | 0 | 0 | 0 | 0 | 0 | 0 | 0 | 0 | 0 | 0 | 0 | 0 | 0 | 0 | 0 | 0 | 0 | 0 | 0 | 0 | 0
| Beyond 85% Reductions | Industrial | Other Petroleum | 20.5835 | 20.8564 | 21.1333 | 21.1734 | 21.2113 | 21.247 | 21.2803 | 21.3112 | 21.3397 | 21.3655 | 21.3888 | 21.4092 | 21.4269 | 21.5783 | 21.7301 | 21.8825 | 22.0354 | 22.1888 | 22.3426 | 22.4969 | 22.6516 | 22.8066 | 22.9621 | 23.1179 | 23.2741 | 23.4305 | 23.5872 | 23.7442 | 23.9015 | 24.0589 | 24.2165 | 24.3743 | 24.5323
| Beyond 85% Reductions | Industrial | Coal | 9.7158 | 9.5768 | 9.4401 | 9.1558 | 8.8786 | 8.6085 | 8.3451 | 8.0885 | 7.8384 | 7.5947 | 7.3572 | 7.1257 | 6.9002 | 6.6203 | 6.3466 | 6.079 | 5.8175 | 5.5618 | 5.3119 | 5.0677 | 4.829 | 4.5958 | 4.3679 | 4.1453 | 3.9278 | 3.7154 | 3.5079 | 3.3052 | 3.1074 | 2.9142 | 2.7256 | 2.5414 | 2.3617
| Beyond 85% Reductions | Industrial | Wood and Waste | 23.9463 | 24.0251 | 24.105 | 23.7022 | 23.2974 | 22.8903 | 22.481 | 22.0694 | 21.6553 | 21.2389 | 20.82 | 20.3985 | 19.9744 | 19.7983 | 19.6213 | 19.4435 | 19.2647 | 19.085 | 18.9044 | 18.7228 | 18.5402 | 18.3566 | 18.1719 | 17.9861 | 17.7992 | 17.6111 | 17.4219 | 17.2314 | 17.0397 | 16.8468 | 16.6525 | 16.4568 | 16.2598
| Beyond 85% Reductions | Industrial | Hydrogen | 0 | 0 | 0 | 0.36755 | 0.72586 | 0.98525 | 1.2376 | 1.7007 | 2.1507 | 2.6298 | 3.0941 | 8.5295 | 13.8016 | 16.4076 | 18.7869 | 20.9425 | 22.8774 | 24.5948 | 26.098 | 27.3903 | 28.4753 | 29.3567 | 30.0383 | 30.5242 | 30.8183 | 31.9098 | 32.7061 | 32.5341 | 32.166 | 31.0821 | 29.8864 | 28.9456 | 27.8454
| Beyond 85% Reductions | Transportation | Electricity | 0.12628 | 0.3058 | 0.52075 | 0.99726 | 1.6933 | 2.8174 | 7.3106 | 12.6018 | 19.0135 | 33.8241 | 48.7045 | 57.9796 | 68.4353 | 81.7376 | 95.2843 | 109.1116 | 123.1622 | 137.3086 | 149.2562 | 161.4489 | 173.567 | 185.3085 | 196.5724 | 209.2061 | 221.2514 | 232.5841 | 243.332 | 253.5912 | 261.6056 | 269.187 | 276.4498 | 283.0564 | 289.51
| Beyond 85% Reductions | Transportation | Natural Gas | 30.1559 | 30.2278 | 30.2968 | 30.3614 | 30.2064 | 30.0456 | 26.977 | 23.9417 | 20.9357 | 17.9467 | 14.9749 | 12.0187 | 9.0771 | 8.4584 | 7.8469 | 7.2402 | 6.6381 | 6.0447 | 5.4678 | 4.9167 | 4.398 | 3.914 | 3.4623 | 2.8298 | 2.269 | 1.7779 | 1.3535 | 0.99199 | 0.6891 | 0.44083 | 0.24421 | 0.097542 | 0
| Beyond 85% Reductions | Transportation | Renewable Natural Gas | 0 | 0 | 0 | 0 | 0.23678 | 0.47476 | 0.6445 | 0.76877 | 0.84711 | 0.87851 | 0.86224 | 0.79745 | 0.68322 | 0.86729 | 1.0297 | 1.1689 | 1.2833 | 1.3721 | 1.436 | 1.4769 | 1.4975 | 1.4995 | 1.4838 | 1.662 | 1.7828 | 1.8504 | 1.8691 | 1.8423 | 1.772 | 1.6583 | 1.5002 | 1.2959 | 1.0443
| Beyond 85% Reductions | Transportation | Gasoline | 722.8383 | 718.115 | 712.7844 | 705.8196 | 690.2034 | 672.8156 | 653.7953 | 632.1649 | 607.9118 | 545.5099 | 488.265 | 462.6759 | 433.8725 | 400.8227 | 367.9757 | 335.3115 | 303.0356 | 271.4048 | 246.3096 | 220.37 | 194.7837 | 170.6777 | 148.3437 | 128.2248 | 110.0474 | 94.2247 | 80.1138 | 67.3166 | 56.6926 | 47.2556 | 38.5554 | 32.3019 | 26.2945
| Beyond 85% Reductions | Transportation | Renewable Gasoline | 0 | 0 | 0 | 0 | 0 | 0 | 0 | 0 | 0 | 0 | 0 | 0 | 0 | 0 | 0 | 0 | 0 | 0 | 0 | 0 | 0 | 0 | 0 | 0 | 0 | 0 | 0 | 0 | 0 | 0 | 0 | 0 | 0
| Beyond 85% Reductions | Transportation | Distillate | 221.4259 | 219.1242 | 215.8713 | 212.4185 | 206.5592 | 200.5758 | 194.4617 | 188.1664 | 181.6368 | 175.0575 | 167.9335 | 160.2751 | 152.2621 | 140.6207 | 129.0756 | 117.7026 | 106.5489 | 95.7559 | 85.8795 | 76.5188 | 67.7495 | 59.6278 | 52.1512 | 41.6538 | 32.5628 | 24.8403 | 18.3488 | 12.9761 | 8.987 | 5.7799 | 3.2562 | 1.3686 | 0
| Beyond 85% Reductions | Transportation | Renewable Distillate | 0 | 0 | 0 | 0 | 1.6192 | 3.1694 | 4.6458 | 6.042 | 7.3495 | 8.5692 | 9.6695 | 10.6344 | 11.4606 | 14.4187 | 16.9375 | 19.0019 | 20.5978 | 21.736 | 22.5542 | 22.9855 | 23.0675 | 22.8449 | 22.3505 | 24.4634 | 25.585 | 25.8542 | 25.3389 | 24.0984 | 23.1095 | 21.7435 | 20.0025 | 18.1824 | 16.1707
| Beyond 85% Reductions | Transportation | Jet Fuel | 103.7331 | 104.0402 | 104.3481 | 104.657 | 104.9668 | 105.2775 | 105.5891 | 105.9017 | 106.2151 | 106.5295 | 106.8449 | 107.1611 | 107.4783 | 105.4821 | 103.4797 | 101.4712 | 99.4565 | 97.4355 | 95.4084 | 93.3751 | 91.3356 | 89.2899 | 87.2379 | 79.3392 | 71.7837 | 64.5662 | 57.6815 | 51.1241 | 44.8886 | 38.9695 | 33.3612 | 28.058 | 23.0541
| Beyond 85% Reductions | Transportation | Renewable Jet Fuel | 0 | 0 | 0 | 0 | 0 | 0 | 0 | 0 | 0 | 0 | 0 | 0 | 0 | 2.1527 | 4.3117 | 6.4769 | 8.6484 | 10.8262 | 13.0102 | 15.2006 | 17.3973 | 19.6002 | 21.8095 | 26.5876 | 31.0583 | 35.227 | 39.0995 | 42.6816 | 45.979 | 48.9978 | 51.7439 | 54.2236 | 56.4428
| Beyond 85% Reductions | Transportation | Other Petroleum | 0 | 0 | 0 | 0 | 0 | 0 | 0 | 0 | 0 | 0 | 0 | 0 | 0 | 0 | 0 | 0 | 0 | 0 | 0 | 0 | 0 | 0 | 0 | 0 | 0 | 0 | 0 | 0 | 0 | 0 | 0 | 0 | 0
| Beyond 85% Reductions | Transportation | Coal | 0 | 0 | 0 | 0 | 0 | 0 | 0 | 0 | 0 | 0 | 0 | 0 | 0 | 0 | 0 | 0 | 0 | 0 | 0 | 0 | 0 | 0 | 0 | 0 | 0 | 0 | 0 | 0 | 0 | 0 | 0 | 0 | 0
| Beyond 85% Reductions | Transportation | Wood and Waste | 0 | 0 | 0 | 0 | 0 | 0 | 0 | 0 | 0 | 0 | 0 | 0 | 0 | 0 | 0 | 0 | 0 | 0 | 0 | 0 | 0 | 0 | 0 | 0 | 0 | 0 | 0 | 0 | 0 | 0 | 0 | 0 | 0
| Beyond 85% Reductions | Transportation | Hydrogen | 3.6596e-05 | 0.0035737 | 0.011526 | 0.044895 | 0.10148 | 0.18596 | 0.29854 | 0.4594 | 0.67757 | 0.99964 | 1.4395 | 2.0108 | 2.722 | 3.7468 | 4.9498 | 6.3169 | 7.8365 | 9.4784 | 11.1843 | 12.9685 | 14.8163 | 16.7093 | 18.6351 | 22.4549 | 26.2891 | 30.1222 | 33.9397 | 37.7342 | 41.3221 | 44.8514 | 48.3113 | 51.693 | 54.9896

## Reference_LDVs
LDVs - Reference
Annual LDV stocks and sales by vehicle type, for Reference Case.
Note: 2020 is a modeled year, reflecting historical trends.
Light Duty Vehicles (LDVs) Sales (thousand vehicles)
| Scenario | Vehicle Type | 2020 | 2021 | 2022 | 2023 | 2024 | 2025 | 2026 | 2027 | 2028 | 2029 | 2030 | 2031 | 2032 | 2033 | 2034 | 2035 | 2036 | 2037 | 2038 | 2039 | 2040 | 2041 | 2042 | 2043 | 2044 | 2045 | 2046 | 2047 | 2048 | 2049 | 2050
| reference | Battery Electric | 10.8408 | 12.8087 | 15.1535 | 19.2632 | 27.9095 | 43.0592 | 49.2816 | 63.358 | 83.7237 | 100.1003 | 116.4916 | 126.6815 | 135.0581 | 148.4769 | 160.4982 | 173.1588 | 183.6841 | 195.2581 | 202.663 | 211.5471 | 217.8317 | 224.6533 | 228.6583 | 233.4402 | 239.0517 | 247.2283 | 253.0277 | 259.8708 | 268.0368 | 263.8946 | 273.3627
| reference | CNG | 0.11641 | 0.09974 | 0.08408 | 0.07046 | 0.05825 | 0.04661 | 0.03607 | 0.02624 | 0.01723 | 0.00858 | 0 | 0 | 0 | 0 | 0 | 0 | 0 | 0 | 0 | 0 | 0 | 0 | 0 | 0 | 0 | 0 | 0 | 0 | 0 | 0 | 0
| reference | Diesel | 50.2094 | 49.7799 | 49.4945 | 48.9611 | 48.2116 | 47.1989 | 46.6568 | 46.2907 | 46.2853 | 46.1095 | 45.6754 | 45.6686 | 45.6937 | 45.9341 | 46.2869 | 46.3451 | 46.594 | 46.657 | 46.7182 | 46.5574 | 46.1846 | 45.9 | 45.6392 | 44.7651 | 44.9021 | 45.4703 | 45.6586 | 45.8645 | 46.6792 | 44.6746 | 45.9524
| reference | Gasoline | 666.8586 | 643.6963 | 620.1075 | 595.1167 | 561.1788 | 507.557 | 469.6045 | 441.3714 | 415.6293 | 393.4111 | 373.212 | 356.9136 | 343.5812 | 337.4726 | 331.2884 | 322.1387 | 313.8499 | 303.1319 | 293.9819 | 281.5582 | 269.3473 | 256.4129 | 245.5748 | 231.7806 | 222.9504 | 215.1386 | 206.8442 | 200.4635 | 195.2456 | 185.3949 | 183.1799
| reference | Hydrogen Fuel Cell | 0 | 0 | 0 | 0 | 0 | 0 | 0 | 0 | 0 | 0 | 0 | 0 | 0 | 0 | 0 | 0 | 0 | 0 | 0 | 0 | 0 | 0 | 0 | 0 | 0 | 0 | 0 | 0 | 0 | 0 | 0
| reference | Plug in Hybrid Electric | 6.6443 | 9.1585 | 12.2418 | 16.7873 | 26.8187 | 47.1825 | 66.5187 | 70.4502 | 72.0655 | 75.6991 | 78.1057 | 80.8942 | 83.814 | 86.2152 | 90.6947 | 93.7838 | 97.2312 | 99.2501 | 102.5139 | 103.7013 | 104.9773 | 106.6807 | 109.0996 | 109.2387 | 112.1217 | 115.3309 | 117.6256 | 120.5899 | 124.6784 | 123.0095 | 128.2022
| reference | Total | 734.6696 | 715.5431 | 697.0813 | 680.1988 | 664.1768 | 645.0442 | 632.0976 | 621.4965 | 617.721 | 615.3286 | 613.4847 | 610.1579 | 608.1469 | 618.0988 | 628.7683 | 635.4264 | 641.3592 | 644.2971 | 645.877 | 643.364 | 638.3408 | 633.6468 | 628.972 | 619.2246 | 619.0258 | 623.1681 | 623.1561 | 626.7886 | 634.64 | 616.9736 | 630.6972
Light Duty Vehicles (LDVs) Sales Shares (% of total sales)
| Scenario | Vehicle Type | 2020 | 2021 | 2022 | 2023 | 2024 | 2025 | 2026 | 2027 | 2028 | 2029 | 2030 | 2031 | 2032 | 2033 | 2034 | 2035 | 2036 | 2037 | 2038 | 2039 | 2040 | 2041 | 2042 | 2043 | 2044 | 2045 | 2046 | 2047 | 2048 | 2049 | 2050
| reference | Battery Electric | 1.476% | 1.79% | 2.174% | 2.832% | 4.202% | 6.675% | 7.797% | 10.19% | 13.55% | 16.27% | 18.99% | 20.76% | 22.21% | 24.02% | 25.53% | 27.25% | 28.64% | 30.31% | 31.38% | 32.88% | 34.12% | 35.45% | 36.35% | 37.7% | 38.62% | 39.67% | 40.6% | 41.46% | 42.23% | 42.77% | 43.34%
| reference | CNG | 0.01585% | 0.01394% | 0.01206% | 0.01036% | 0.00877% | 0.007226% | 0.005706% | 0.004222% | 0.002789% | 0.001394% | 0% | 0% | 0% | 0% | 0% | 0% | 0% | 0% | 0% | 0% | 0% | 0% | 0% | 0% | 0% | 0% | 0% | 0% | 0% | 0% | 0%
| reference | Diesel | 6.834% | 6.957% | 7.1% | 7.198% | 7.259% | 7.317% | 7.381% | 7.448% | 7.493% | 7.493% | 7.445% | 7.485% | 7.514% | 7.432% | 7.362% | 7.294% | 7.265% | 7.242% | 7.233% | 7.237% | 7.235% | 7.244% | 7.256% | 7.229% | 7.254% | 7.297% | 7.327% | 7.317% | 7.355% | 7.241% | 7.286%
| reference | Gasoline | 90.77% | 89.96% | 88.96% | 87.49% | 84.49% | 78.69% | 74.29% | 71.02% | 67.28% | 63.94% | 60.83% | 58.5% | 56.5% | 54.6% | 52.69% | 50.7% | 48.94% | 47.05% | 45.52% | 43.76% | 42.19% | 40.47% | 39.04% | 37.43% | 36.02% | 34.52% | 33.19% | 31.98% | 30.76% | 30.05% | 29.04%
| reference | Hydrogen Fuel Cell | bar: 2020 to 2050
| reference | Plug in Hybrid Electric | 0.9044% | 1.28% | 1.756% | 2.468% | 4.038% | 7.315% | 10.52% | 11.34% | 11.67% | 12.3% | 12.73% | 13.26% | 13.78% | 13.95% | 14.42% | 14.76% | 15.16% | 15.4% | 15.87% | 16.12% | 16.45% | 16.84% | 17.35% | 17.64% | 18.11% | 18.51% | 18.88% | 19.24% | 19.65% | 19.94% | 20.33%
Light Duty Vehicles (LDVs) Stocks (million vehicles)
| Scenario | Vehicle Type | 2020 | 2021 | 2022 | 2023 | 2024 | 2025 | 2026 | 2027 | 2028 | 2029 | 2030 | 2031 | 2032 | 2033 | 2034 | 2035 | 2036 | 2037 | 2038 | 2039 | 2040 | 2041 | 2042 | 2043 | 2044 | 2045 | 2046 | 2047 | 2048 | 2049 | 2050
| reference | Battery Electric | 0.023623 | 0.035944 | 0.050555 | 0.069163 | 0.096228 | 0.13816 | 0.18584 | 0.24702 | 0.32776 | 0.42377 | 0.53473 | 0.65411 | 0.77956 | 0.91552 | 1.06 | 1.2131 | 1.3721 | 1.5374 | 1.7041 | 1.8728 | 2.0405 | 2.2068 | 2.3683 | 2.5251 | 2.6777 | 2.8285 | 2.9751 | 3.1185 | 3.2598 | 3.3868 | 3.513
| reference | CNG | 0.001677 | 0.0016453 | 0.001605 | 0.0015566 | 0.0015006 | 0.0014381 | 0.0013694 | 0.001295 | 0.0012144 | 0.001127 | 0.0010322 | 0.0009409 | 0.00085332 | 0.00076609 | 0.00068014 | 0.00059685 | 0.00051764 | 0.00044352 | 0.00037515 | 0.00031351 | 0.00025888 | 0.00021126 | 0.0001706 | 0.00013687 | 0.00010904 | 8.614e-05 | 6.8e-05 | 5.279e-05 | 4.041e-05 | 3.163e-05 | 2.411e-05
| reference | Diesel | 0.76266 | 0.76324 | 0.76383 | 0.76442 | 0.76502 | 0.76562 | 0.76622 | 0.76682 | 0.76743 | 0.76804 | 0.76865 | 0.76927 | 0.76988 | 0.77051 | 0.77113 | 0.77176 | 0.77239 | 0.77303 | 0.77366 | 0.77431 | 0.77495 | 0.7756 | 0.77625 | 0.7769 | 0.77756 | 0.77822 | 0.77888 | 0.77955 | 0.78022 | 0.78089 | 0.78157
| reference | Gasoline | 9.3904 | 9.3773 | 9.3589 | 9.3321 | 9.2869 | 9.2068 | 9.1021 | 8.9806 | 8.8387 | 8.6789 | 8.5031 | 8.3177 | 8.1254 | 7.9225 | 7.7094 | 7.4878 | 7.2602 | 7.0281 | 6.7957 | 6.565 | 6.3395 | 6.1189 | 5.9058 | 5.7021 | 5.5044 | 5.3096 | 5.1209 | 4.9365 | 4.754 | 4.5912 | 4.4277
| reference | Hydrogen Fuel Cell | 9.2e-07 | 8.4e-07 | 7.5e-07 | 6.7e-07 | 6e-07 | 5.2e-07 | 4.7e-07 | 4.1e-07 | 3.4e-07 | 2.9e-07 | 2.3e-07 | 1.9e-07 | 1.6e-07 | 1.3e-07 | 1e-07 | 7e-08 | 6e-08 | 4e-08 | 4e-08 | 1e-08 | 1e-08 | 0 | 0 | 0 | 0 | 0 | 0 | 0 | 0 | 0 | 0
| reference | Plug in Hybrid Electric | 0.020929 | 0.029307 | 0.040757 | 0.056684 | 0.082511 | 0.12848 | 0.19336 | 0.26156 | 0.33061 | 0.40232 | 0.47515 | 0.54921 | 0.62422 | 0.69922 | 0.77598 | 0.85275 | 0.92956 | 1.0046 | 1.0786 | 1.1488 | 1.2151 | 1.2778 | 1.3378 | 1.3932 | 1.4468 | 1.4992 | 1.5499 | 1.5995 | 1.6494 | 1.6938 | 1.7397
| reference | Total | 10.1993 | 10.2074 | 10.2156 | 10.2239 | 10.2322 | 10.2405 | 10.2488 | 10.2573 | 10.2657 | 10.2742 | 10.2827 | 10.2913 | 10.2999 | 10.3085 | 10.3172 | 10.326 | 10.3347 | 10.3436 | 10.3524 | 10.3613 | 10.3703 | 10.3793 | 10.3883 | 10.3974 | 10.4065 | 10.4157 | 10.4249 | 10.4341 | 10.4434 | 10.4527 | 10.4621
LDV ZEV Summary Metrics
|  | Metric | 2020 | 2021 | 2022 | 2023 | 2024 | 2025 | 2026 | 2027 | 2028 | 2029 | 2030 | 2031 | 2032 | 2033 | 2034 | 2035 | 2036 | 2037 | 2038 | 2039 | 2040 | 2041 | 2042 | 2043 | 2044 | 2045 | 2046 | 2047 | 2048 | 2049 | 2050
|  | Sales Share ZEVs | 2.38% | 3.07% | 3.93% | 5.3% | 8.24% | 13.99% | 18.32% | 21.53% | 25.22% | 28.57% | 31.72% | 34.02% | 35.99% | 37.97% | 39.95% | 42.01% | 43.8% | 45.71% | 47.25% | 49% | 50.57% | 52.29% | 53.7% | 55.34% | 56.73% | 58.18% | 59.48% | 60.7% | 61.88% | 62.71% | 63.67%
|  | Stock share ZEVs | 0.4368% | 0.6393% | 0.8938% | 1.231% | 1.747% | 2.604% | 3.7% | 4.958% | 6.413% | 8.04% | 9.821% | 11.69% | 13.63% | 15.66% | 17.8% | 20.01% | 22.27% | 24.58% | 26.88% | 29.16% | 31.39% | 33.57% | 35.68% | 37.68% | 39.63% | 41.55% | 43.41% | 45.22% | 47.01% | 48.61% | 50.21%
|  | LDV ZEVs on the Road (million vehicles) | 0.044553 | 0.065252 | 0.091312 | 0.12585 | 0.17874 | 0.26663 | 0.3792 | 0.50858 | 0.65838 | 0.82609 | 1.0099 | 1.2033 | 1.4038 | 1.6147 | 1.836 | 2.0658 | 2.3017 | 2.542 | 2.7827 | 3.0217 | 3.2555 | 3.4846 | 3.7061 | 3.9182 | 4.1244 | 4.3278 | 4.525 | 4.718 | 4.9091 | 5.0806 | 5.2528

## Reference_MHDVs
MHDVs - Reference
Annual MHDV stocks and sales by vehicle type, for Reference Case.
Note: 2020 is a modeled year, reflecting historical trends.
Total Medium and Heavy Duty Vehicles (MDVs and HDVs) Sales (thousand vehicles)
| Scenario | Vehicle type | 2020 | 2021 | 2022 | 2023 | 2024 | 2025 | 2026 | 2027 | 2028 | 2029 | 2030 | 2031 | 2032 | 2033 | 2034 | 2035 | 2036 | 2037 | 2038 | 2039 | 2040 | 2041 | 2042 | 2043 | 2044 | 2045 | 2046 | 2047 | 2048 | 2049 | 2050
| Reference | Battery Electric | 0 | 0 | 0 | 0 | 0.12318 | 0.23693 | 0.35126 | 0.46624 | 0.58113 | 0.69488 | 0.80656 | 0.91551 | 1.0216 | 1.1255 | 1.2282 | 1.3317 | 1.4378 | 1.5488 | 1.6659 | 1.7898 | 1.9196 | 2.0535 | 2.1891 | 2.3236 | 2.4546 | 2.5806 | 2.7009 | 2.8156 | 2.9269 | 3.0335 | 3.138
| Reference | CNG | 0.21226 | 0.19622 | 0.18608 | 0.18044 | 0.17793 | 0.17724 | 0.1774 | 0.17775 | 0.1778 | 0.17738 | 0.17639 | 0.17493 | 0.17309 | 0.17113 | 0.16932 | 0.16785 | 0.16702 | 0.16691 | 0.16761 | 0.16901 | 0.17093 | 0.17313 | 0.17533 | 0.17727 | 0.1788 | 0.17982 | 0.18032 | 0.18034 | 0.17998 | 0.17937 | 0.17863
| Reference | Diesel | 8.8017 | 8.1381 | 7.7069 | 7.4558 | 7.2066 | 7.044 | 6.921 | 6.8122 | 6.7025 | 6.5846 | 6.4561 | 6.3184 | 6.1745 | 6.0292 | 5.888 | 5.7561 | 5.638 | 5.536 | 5.4497 | 5.3759 | 5.309 | 5.2425 | 5.1703 | 5.088 | 4.9933 | 4.8865 | 4.7692 | 4.6442 | 4.5136 | 4.3826 | 4.2525
| Reference | Diesel Electric Hybrid | 0 | 0 | 0 | 0 | 0 | 0 | 0 | 0 | 0 | 0 | 0 | 0 | 0 | 0 | 0 | 0 | 0 | 0 | 0 | 0 | 0 | 0 | 0 | 0 | 0 | 0 | 0 | 0 | 0 | 0 | 0
| Reference | Gasoline | 4.7761 | 4.4152 | 4.1868 | 4.0602 | 4.0034 | 3.9879 | 3.9917 | 3.9992 | 4.0007 | 3.9911 | 3.969 | 3.9357 | 3.8946 | 3.8507 | 3.8095 | 3.777 | 3.758 | 3.7557 | 3.7712 | 3.8026 | 3.8459 | 3.8953 | 3.9447 | 3.9886 | 4.0231 | 4.046 | 4.0571 | 4.0576 | 4.0496 | 4.0359 | 4.0189
| Reference | Hydrogen Fuel Cell | 0 | 0 | 0 | 0 | 0 | 0 | 0 | 0 | 0 | 0 | 0 | 0 | 0 | 0 | 0 | 0 | 0 | 0 | 0 | 0 | 0 | 0 | 0 | 0 | 0 | 0 | 0 | 0 | 0 | 0 | 0
| Reference | Total | 13.7901 | 12.7495 | 12.0798 | 11.6964 | 11.5111 | 11.446 | 11.4414 | 11.4554 | 11.4621 | 11.448 | 11.4081 | 11.3445 | 11.2638 | 11.1765 | 11.0951 | 11.0326 | 11.0008 | 11.0074 | 11.0544 | 11.1373 | 11.2454 | 11.3644 | 11.4794 | 11.5774 | 11.6498 | 11.6929 | 11.7075 | 11.6978 | 11.6701 | 11.6313 | 11.588
Medium and Heavy Duty Vehicles (MDVs and HDVs) Sales Share (% of total sales)
| Scenario | Vehicle type | 2020 | 2021 | 2022 | 2023 | 2024 | 2025 | 2026 | 2027 | 2028 | 2029 | 2030 | 2031 | 2032 | 2033 | 2034 | 2035 | 2036 | 2037 | 2038 | 2039 | 2040 | 2041 | 2042 | 2043 | 2044 | 2045 | 2046 | 2047 | 2048 | 2049 | 2050
| Reference | Battery Electric | 0% | 0% | 0% | 0% | 1.07% | 2.07% | 3.07% | 4.07% | 5.07% | 6.07% | 7.07% | 8.07% | 9.07% | 10.07% | 11.07% | 12.07% | 13.07% | 14.07% | 15.07% | 16.07% | 17.07% | 18.07% | 19.07% | 20.07% | 21.07% | 22.07% | 23.07% | 24.07% | 25.08% | 26.08% | 27.08%
| Reference | CNG | 1.539% | 1.539% | 1.54% | 1.543% | 1.546% | 1.548% | 1.551% | 1.552% | 1.551% | 1.549% | 1.546% | 1.542% | 1.537% | 1.531% | 1.526% | 1.521% | 1.518% | 1.516% | 1.516% | 1.518% | 1.52% | 1.523% | 1.527% | 1.531% | 1.535% | 1.538% | 1.54% | 1.542% | 1.542% | 1.542% | 1.542%
| Reference | Diesel | 63.83% | 63.83% | 63.8% | 63.74% | 62.61% | 61.54% | 60.49% | 59.47% | 58.47% | 57.52% | 56.59% | 55.7% | 54.82% | 53.95% | 53.07% | 52.17% | 51.25% | 50.29% | 49.3% | 48.27% | 47.21% | 46.13% | 45.04% | 43.95% | 42.86% | 41.79% | 40.74% | 39.7% | 38.68% | 37.68% | 36.7%
| Reference | Diesel Electric Hybrid | bar: 2020 to 2050
| Reference | Gasoline | 34.63% | 34.63% | 34.66% | 34.71% | 34.78% | 34.84% | 34.89% | 34.91% | 34.9% | 34.86% | 34.79% | 34.69% | 34.58% | 34.45% | 34.34% | 34.23% | 34.16% | 34.12% | 34.11% | 34.14% | 34.2% | 34.28% | 34.36% | 34.45% | 34.53% | 34.6% | 34.65% | 34.69% | 34.7% | 34.7% | 34.68%
| Reference | Hydrogen Fuel Cell | bar: 2020 to 2050
| Reference | Total | 100% | 100% | 100% | 100% | 100% | 100% | 100% | 100% | 100% | 100% | 100% | 100% | 100% | 100% | 100% | 100% | 100% | 100% | 100% | 100% | 100% | 100% | 100% | 100% | 100% | 100% | 100% | 100% | 100% | 100% | 100%
Total Medium and Heavy Duty Vehicles (MDVs and HDVs) Stocks (thousand vehicles)
| Scenario | Vehicle type | 2020 | 2021 | 2022 | 2023 | 2024 | 2025 | 2026 | 2027 | 2028 | 2029 | 2030 | 2031 | 2032 | 2033 | 2034 | 2035 | 2036 | 2037 | 2038 | 2039 | 2040 | 2041 | 2042 | 2043 | 2044 | 2045 | 2046 | 2047 | 2048 | 2049 | 2050
| Reference | Battery Electric | 0.0016 | 0.0015 | 0.0014 | 0.00131 | 0.1244 | 0.36125 | 0.71238 | 1.1785 | 1.7595 | 2.4541 | 3.26 | 4.1742 | 5.1933 | 6.3142 | 7.5346 | 8.8533 | 10.2709 | 11.789 | 13.41 | 15.1358 | 16.9668 | 18.9004 | 20.9311 | 23.0495 | 25.2436 | 27.4999 | 29.8041 | 32.1424 | 34.504 | 36.8781 | 39.2574
| Reference | CNG | 0.82013 | 0.99305 | 1.157 | 1.3161 | 1.4729 | 1.6288 | 1.7845 | 1.9395 | 2.0934 | 2.2448 | 2.3925 | 2.5352 | 2.6715 | 2.7999 | 2.9194 | 3.0288 | 3.1276 | 3.2152 | 3.2914 | 3.3564 | 3.4106 | 3.4546 | 3.4894 | 3.516 | 3.5359 | 3.5503 | 3.5606 | 3.568 | 3.5734 | 3.5777 | 3.5813
| Reference | Diesel | 149.1853 | 149.1079 | 149.0399 | 148.9774 | 148.7945 | 148.4994 | 148.0907 | 147.5682 | 146.9328 | 146.1867 | 145.3335 | 144.3776 | 143.3239 | 142.1767 | 140.9397 | 139.6148 | 138.2024 | 136.7013 | 135.1091 | 133.424 | 131.6452 | 129.7743 | 127.8164 | 125.7794 | 123.674 | 121.5125 | 119.308 | 117.0727 | 114.8166 | 112.5499 | 110.2792
| Reference | Diesel Electric Hybrid | 0 | 0 | 0 | 0 | 0 | 0 | 0 | 0 | 0 | 0 | 0 | 0 | 0 | 0 | 0 | 0 | 0 | 0 | 0 | 0 | 0 | 0 | 0 | 0 | 0 | 0 | 0 | 0 | 0 | 0 | 0
| Reference | Gasoline | 78.7235 | 78.7813 | 78.8395 | 78.8979 | 78.9567 | 79.0157 | 79.075 | 79.1347 | 79.1946 | 79.2548 | 79.3153 | 79.3761 | 79.4372 | 79.4985 | 79.5602 | 79.6223 | 79.6845 | 79.7471 | 79.81 | 79.8732 | 79.9367 | 80.0005 | 80.0647 | 80.1291 | 80.1938 | 80.2588 | 80.3241 | 80.3898 | 80.4557 | 80.522 | 80.5886
| Reference | Hydrogen Fuel Cell | 0 | 0 | 0 | 0 | 0 | 0 | 0 | 0 | 0 | 0 | 0 | 0 | 0 | 0 | 0 | 0 | 0 | 0 | 0 | 0 | 0 | 0 | 0 | 0 | 0 | 0 | 0 | 0 | 0 | 0 | 0
| Reference | Total | 228.7305 | 228.8837 | 229.0378 | 229.1927 | 229.3485 | 229.5052 | 229.6626 | 229.8209 | 229.9802 | 230.1403 | 230.3013 | 230.4631 | 230.6259 | 230.7894 | 230.9539 | 231.1193 | 231.2855 | 231.4526 | 231.6206 | 231.7895 | 231.9593 | 232.1299 | 232.3015 | 232.474 | 232.6473 | 232.8216 | 232.9968 | 233.1729 | 233.3498 | 233.5277 | 233.7065
MHDV ZEV Summary Metrics
|  | Metric | 2020 | 2021 | 2022 | 2023 | 2024 | 2025 | 2026 | 2027 | 2028 | 2029 | 2030 | 2031 | 2032 | 2033 | 2034 | 2035 | 2036 | 2037 | 2038 | 2039 | 2040 | 2041 | 2042 | 2043 | 2044 | 2045 | 2046 | 2047 | 2048 | 2049 | 2050
|  | Sales Share ZEVs | 1.539% | 1.539% | 1.54% | 1.543% | 2.616% | 3.618% | 4.621% | 5.622% | 6.621% | 7.619% | 8.616% | 9.612% | 10.61% | 11.6% | 12.6% | 13.59% | 14.59% | 15.59% | 16.59% | 17.59% | 18.59% | 19.59% | 20.6% | 21.6% | 22.6% | 23.61% | 24.61% | 25.61% | 26.62% | 27.62% | 28.62%
|  | Stock share ZEVs | 0.3593% | 0.4345% | 0.5058% | 0.5748% | 0.6964% | 0.8671% | 1.087% | 1.357% | 1.675% | 2.042% | 2.454% | 2.911% | 3.41% | 3.949% | 4.526% | 5.141% | 5.793% | 6.483% | 7.211% | 7.978% | 8.785% | 9.63% | 10.51% | 11.43% | 12.37% | 13.34% | 14.32% | 15.31% | 16.32% | 17.32% | 18.33%
|  | MHDV ZEVs on the Road (thousand vehicles) | 0.82173 | 0.99455 | 1.1584 | 1.3174 | 1.5973 | 1.9901 | 2.4969 | 3.118 | 3.8528 | 4.6989 | 5.6525 | 6.7094 | 7.8648 | 9.1141 | 10.454 | 11.8822 | 13.3985 | 15.0042 | 16.7014 | 18.4922 | 20.3774 | 22.3551 | 24.4204 | 26.5655 | 28.7795 | 31.0502 | 33.3647 | 35.7104 | 38.0775 | 40.4558 | 42.8387

## Reference_Space Heating-Res
Residential Space Heating - Reference
Annual residential space heating stocks and sales by device type, for Reference Case.
Note: 2020 is a modeled year, reflecting historical trends.
| Total: All Households | [6 empty] | Single Family Households | [8 empty] | Multi Family Households | [9 empty] | All Households, with Heat Pump Breakdown
All building types
Residential Space Heating Sales (thousand devices)
|  | Scenario | Device Category | 2020 | 2021 | 2022 | 2023 | 2024 | 2025 | 2026 | 2027 | 2028 | 2029 | 2030 | 2031 | 2032 | 2033 | 2034 | 2035 | 2036 | 2037 | 2038 | 2039 | 2040 | 2041 | 2042 | 2043 | 2044 | 2045 | 2046 | 2047 | 2048 | 2049 | 2050
|  | reference | Reference Distillate | 29.6054 | 25.1358 | 20.0502 | 14.6591 | 9.2682 | 4.142 | 3.8959 | 3.6213 | 3.3307 | 3.0333 | 2.7352 | 2.7109 | 2.686 | 2.6618 | 2.6393 | 2.6198 | 2.6046 | 2.5952 | 2.5927 | 2.598 | 2.6113 | 2.6319 | 2.6584 | 2.6891 | 2.7215 | 2.7535 | 2.7828 | 2.8079 | 2.8277 | 2.8416 | 2.8499
|  | reference | Reference Natural Gas | 223.0834 | 196.567 | 163.1079 | 124.3893 | 82.2923 | 38.6229 | 38.8986 | 38.9142 | 38.7517 | 38.4795 | 38.1473 | 37.7874 | 37.42 | 37.0598 | 36.7211 | 36.4209 | 36.1787 | 36.0151 | 35.9488 | 35.9927 | 36.151 | 36.4172 | 36.7737 | 37.1934 | 37.6434 | 38.0891 | 38.4985 | 38.8462 | 39.1152 | 39.299 | 39.4004
|  | reference | Reference Electric | 26.8613 | 26.0328 | 24.4892 | 22.3212 | 19.6554 | 16.6334 | 16.7377 | 16.7297 | 16.6456 | 16.5151 | 16.3593 | 16.1918 | 16.0209 | 15.8523 | 15.6917 | 15.5461 | 15.4239 | 15.3345 | 15.2864 | 15.2864 | 15.3375 | 15.438 | 15.581 | 15.7548 | 15.9447 | 16.1343 | 16.3084 | 16.4548 | 16.5652 | 16.6361 | 16.6689
|  | reference | Efficient Distillate | 0 | 3.7245 | 7.4725 | 11.0384 | 14.2492 | 16.9818 | 15.9732 | 14.8476 | 13.6564 | 12.4374 | 11.2152 | 11.1155 | 11.0139 | 10.9149 | 10.823 | 10.7432 | 10.6812 | 10.6429 | 10.6331 | 10.6551 | 10.7095 | 10.7938 | 10.9024 | 11.0276 | 11.16 | 11.2904 | 11.4101 | 11.5124 | 11.5928 | 11.6496 | 11.6837
|  | reference | Efficient Natural Gas | 29.6054 | 79.9878 | 132.9843 | 186.6215 | 238.7505 | 285.6042 | 289.4954 | 291.4659 | 292.097 | 291.8819 | 291.1844 | 288.4374 | 285.634 | 282.8861 | 280.3034 | 278.0145 | 276.1691 | 274.924 | 274.4204 | 274.757 | 275.9659 | 277.997 | 280.7157 | 283.9159 | 287.3464 | 290.7434 | 293.864 | 296.5135 | 298.5641 | 299.9641 | 300.7356
|  | reference | Heat Pump | 0 | 0 | 1.4125 | 4.016 | 7.9244 | 15.295 | 15.4216 | 15.4453 | 15.3977 | 15.3056 | 15.189 | 15.0613 | 14.9309 | 14.8044 | 14.688 | 14.5887 | 14.5142 | 14.4724 | 14.4696 | 14.5099 | 14.5935 | 14.7166 | 14.8713 | 15.0471 | 15.2314 | 15.4121 | 15.5781 | 15.7207 | 15.8346 | 15.9176 | 15.971
|  | reference | Other | 17.9383 | 19.3263 | 20.4464 | 21.2794 | 21.833 | 22.138 | 22.2407 | 22.1939 | 22.0469 | 21.8397 | 21.6004 | 21.3461 | 21.0864 | 20.8278 | 20.5769 | 20.3424 | 20.1352 | 19.9683 | 19.8545 | 19.8044 | 19.8242 | 19.9137 | 20.0652 | 20.2639 | 20.4893 | 20.7183 | 20.9282 | 21.1003 | 21.2217 | 21.2866 | 21.2962
|  | reference | Total | 327.0937 | 350.7742 | 369.9631 | 384.325 | 393.9731 | 399.4173 | 402.6632 | 403.2179 | 401.9261 | 399.4926 | 396.4309 | 392.6503 | 388.792 | 385.0071 | 381.4434 | 378.2756 | 375.707 | 373.9524 | 373.2055 | 373.6035 | 375.1929 | 377.908 | 381.5678 | 385.8919 | 390.5369 | 395.1411 | 399.3703 | 402.9559 | 405.7214 | 407.5948 | 408.6057
Residential Space Heating Sales Share (% total sales)
|  | Scenario | Device Category | 2020 | 2021 | 2022 | 2023 | 2024 | 2025 | 2026 | 2027 | 2028 | 2029 | 2030 | 2031 | 2032 | 2033 | 2034 | 2035 | 2036 | 2037 | 2038 | 2039 | 2040 | 2041 | 2042 | 2043 | 2044 | 2045 | 2046 | 2047 | 2048 | 2049 | 2050
|  | reference | Reference Distillate | 9.051% | 7.166% | 5.42% | 3.814% | 2.353% | 1.037% | 0.9675% | 0.8981% | 0.8287% | 0.7593% | 0.69% | 0.6904% | 0.6909% | 0.6914% | 0.6919% | 0.6926% | 0.6933% | 0.694% | 0.6947% | 0.6954% | 0.696% | 0.6964% | 0.6967% | 0.6969% | 0.6969% | 0.6968% | 0.6968% | 0.6968% | 0.6969% | 0.6972% | 0.6975%
|  | reference | Reference Natural Gas | 68.2% | 56.04% | 44.09% | 32.37% | 20.89% | 9.67% | 9.66% | 9.651% | 9.642% | 9.632% | 9.623% | 9.624% | 9.625% | 9.626% | 9.627% | 9.628% | 9.629% | 9.631% | 9.632% | 9.634% | 9.635% | 9.637% | 9.638% | 9.638% | 9.639% | 9.639% | 9.64% | 9.64% | 9.641% | 9.642% | 9.643%
|  | reference | Reference Electric | 8.212% | 7.422% | 6.619% | 5.808% | 4.989% | 4.164% | 4.157% | 4.149% | 4.141% | 4.134% | 4.127% | 4.124% | 4.121% | 4.117% | 4.114% | 4.11% | 4.105% | 4.101% | 4.096% | 4.092% | 4.088% | 4.085% | 4.083% | 4.083% | 4.083% | 4.083% | 4.084% | 4.084% | 4.083% | 4.082% | 4.079%
|  | reference | Efficient Distillate | 0% | 1.062% | 2.02% | 2.872% | 3.617% | 4.252% | 3.967% | 3.682% | 3.398% | 3.113% | 2.829% | 2.831% | 2.833% | 2.835% | 2.837% | 2.84% | 2.843% | 2.846% | 2.849% | 2.852% | 2.854% | 2.856% | 2.857% | 2.858% | 2.858% | 2.857% | 2.857% | 2.857% | 2.857% | 2.858% | 2.859%
|  | reference | Efficient Natural Gas | 9.051% | 22.8% | 35.95% | 48.56% | 60.6% | 71.51% | 71.9% | 72.28% | 72.67% | 73.06% | 73.45% | 73.46% | 73.47% | 73.48% | 73.48% | 73.5% | 73.51% | 73.52% | 73.53% | 73.54% | 73.55% | 73.56% | 73.57% | 73.57% | 73.58% | 73.58% | 73.58% | 73.58% | 73.59% | 73.59% | 73.6%
|  | reference | Heat Pump | 0% | 0% | 0.3818% | 1.045% | 2.011% | 3.829% | 3.83% | 3.831% | 3.831% | 3.831% | 3.831% | 3.836% | 3.84% | 3.845% | 3.851% | 3.857% | 3.863% | 3.87% | 3.877% | 3.884% | 3.89% | 3.894% | 3.897% | 3.899% | 3.9% | 3.9% | 3.901% | 3.901% | 3.903% | 3.905% | 3.909%
|  | reference | Other | 5.484% | 5.51% | 5.527% | 5.537% | 5.542% | 5.543% | 5.523% | 5.504% | 5.485% | 5.467% | 5.449% | 5.436% | 5.424% | 5.41% | 5.394% | 5.378% | 5.359% | 5.34% | 5.32% | 5.301% | 5.284% | 5.269% | 5.259% | 5.251% | 5.246% | 5.243% | 5.24% | 5.236% | 5.231% | 5.223% | 5.212%
|  | reference | Total | 100% | 100% | 100% | 100% | 100% | 100% | 100% | 100% | 100% | 100% | 100% | 100% | 100% | 100% | 100% | 100% | 100% | 100% | 100% | 100% | 100% | 100% | 100% | 100% | 100% | 100% | 100% | 100% | 100% | 100% | 100%
|  | reference | Ductless Air Source Heat Pump | 0% | 0% | 0.3818% | 1.045% | 2.011% | 3.829% | 3.83% | 3.831% | 3.831% | 3.831% | 3.831% | 3.836% | 3.84% | 3.845% | 3.851% | 3.857% | 3.863% | 3.87% | 3.877% | 3.884% | 3.89% | 3.894% | 3.897% | 3.899% | 3.9% | 3.9% | 3.901% | 3.901% | 3.903% | 3.905% | 3.909%
|  | reference | Ground Source Heat Pump | bar: 2020 to 2050
|  | reference | Hybrid Gas Electric Heat Pump | bar: 2020 to 2050
|  | reference | Hybrid Oil Electric Heat Pump | bar: 2020 to 2050
| Note: This is the sum of hybrid gas electric and hybrid oil electric | reference | Hybrid Heat Pump | bar: 2020 to 2050
Residential Space Heating Stocks (million devices)
|  | Scenario | Device Category | 2020 | 2021 | 2022 | 2023 | 2024 | 2025 | 2026 | 2027 | 2028 | 2029 | 2030 | 2031 | 2032 | 2033 | 2034 | 2035 | 2036 | 2037 | 2038 | 2039 | 2040 | 2041 | 2042 | 2043 | 2044 | 2045 | 2046 | 2047 | 2048 | 2049 | 2050
|  | reference | Reference Distillate | 1.3992 | 1.3684 | 1.3281 | 1.2787 | 1.2212 | 1.1566 | 1.0908 | 1.0244 | 0.95782 | 0.89156 | 0.82591 | 0.76141 | 0.69831 | 0.63689 | 0.57745 | 0.52032 | 0.46587 | 0.41444 | 0.36638 | 0.322 | 0.28154 | 0.24515 | 0.21288 | 0.1847 | 0.16045 | 0.13991 | 0.12277 | 0.10871 | 0.097351 | 0.088341 | 0.081322
|  | reference | Reference Natural Gas | 5.4251 | 5.3973 | 5.3224 | 5.1985 | 5.025 | 4.8033 | 4.5796 | 4.3553 | 4.1317 | 3.9095 | 3.6895 | 3.4725 | 3.2591 | 3.0503 | 2.8469 | 2.6499 | 2.4603 | 2.2792 | 2.1075 | 1.9461 | 1.796 | 1.6577 | 1.5317 | 1.4184 | 1.3178 | 1.2298 | 1.154 | 1.0898 | 1.0364 | 0.99279 | 0.95785
|  | reference | Reference Electric | 0.65537 | 0.65169 | 0.64442 | 0.63345 | 0.61883 | 0.60073 | 0.58273 | 0.56505 | 0.54785 | 0.5312 | 0.51512 | 0.4996 | 0.48463 | 0.47021 | 0.45635 | 0.44309 | 0.43049 | 0.41862 | 0.40756 | 0.3974 | 0.38818 | 0.37994 | 0.3727 | 0.36645 | 0.36115 | 0.35675 | 0.35319 | 0.35039 | 0.34829 | 0.3468 | 0.34584
|  | reference | Efficient Distillate | 0 | 0.0037245 | 0.011197 | 0.022235 | 0.036484 | 0.053465 | 0.069434 | 0.084272 | 0.097907 | 0.1103 | 0.12143 | 0.1324 | 0.14316 | 0.15369 | 0.16393 | 0.17382 | 0.18331 | 0.19231 | 0.20076 | 0.20858 | 0.2157 | 0.22204 | 0.22754 | 0.23217 | 0.23591 | 0.23877 | 0.24082 | 0.24215 | 0.24287 | 0.24314 | 0.24311
|  | reference | Efficient Natural Gas | 0.043112 | 0.1231 | 0.25608 | 0.44269 | 0.68142 | 0.96694 | 1.2562 | 1.5473 | 1.8385 | 2.1289 | 2.4175 | 2.7016 | 2.9806 | 3.2535 | 3.5193 | 3.777 | 4.0254 | 4.2634 | 4.4899 | 4.7038 | 4.9042 | 5.0902 | 5.2612 | 5.4167 | 5.5565 | 5.6808 | 5.7899 | 5.8847 | 5.9662 | 6.0356 | 6.0944
|  | reference | Heat Pump | 0 | 0 | 0.0014125 | 0.0054285 | 0.013353 | 0.028647 | 0.044067 | 0.059504 | 0.074877 | 0.090122 | 0.10518 | 0.11997 | 0.13441 | 0.14838 | 0.16171 | 0.17423 | 0.18573 | 0.196 | 0.20487 | 0.2122 | 0.21798 | 0.22228 | 0.2253 | 0.22731 | 0.22864 | 0.22959 | 0.23042 | 0.23127 | 0.23223 | 0.23333 | 0.23453
|  | reference | Other | 0.43439 | 0.42785 | 0.42197 | 0.41689 | 0.41267 | 0.40931 | 0.40676 | 0.4049 | 0.40365 | 0.40288 | 0.4025 | 0.40243 | 0.40261 | 0.40299 | 0.40352 | 0.40418 | 0.40494 | 0.40576 | 0.40662 | 0.40748 | 0.40831 | 0.40908 | 0.40977 | 0.41035 | 0.41084 | 0.41122 | 0.41153 | 0.41177 | 0.41197 | 0.41215 | 0.41232
|  | reference | Total | 7.9571 | 7.972 | 7.9856 | 7.9978 | 8.0089 | 8.019 | 8.0296 | 8.0407 | 8.0523 | 8.0644 | 8.0771 | 8.0899 | 8.1029 | 8.1159 | 8.1291 | 8.1425 | 8.156 | 8.1697 | 8.1836 | 8.1976 | 8.2119 | 8.2264 | 8.2411 | 8.256 | 8.2713 | 8.2868 | 8.3026 | 8.3188 | 8.3353 | 8.3521 | 8.3693
|  | reference | Ductless Air Source Heat Pump | 0 | 0 | 0.0014125 | 0.0054285 | 0.013353 | 0.028647 | 0.044067 | 0.059504 | 0.074877 | 0.090122 | 0.10518 | 0.11997 | 0.13441 | 0.14838 | 0.16171 | 0.17423 | 0.18573 | 0.196 | 0.20487 | 0.2122 | 0.21798 | 0.22228 | 0.2253 | 0.22731 | 0.22864 | 0.22959 | 0.23042 | 0.23127 | 0.23223 | 0.23333 | 0.23453
|  | reference | Ground Source Heat Pump | 0 | 0 | 0 | 0 | 0 | 0 | 0 | 0 | 0 | 0 | 0 | 0 | 0 | 0 | 0 | 0 | 0 | 0 | 0 | 0 | 0 | 0 | 0 | 0 | 0 | 0 | 0 | 0 | 0 | 0 | 0
|  | reference | Hybrid Gas Electric Heat Pump | 0 | 0 | 0 | 0 | 0 | 0 | 0 | 0 | 0 | 0 | 0 | 0 | 0 | 0 | 0 | 0 | 0 | 0 | 0 | 0 | 0 | 0 | 0 | 0 | 0 | 0 | 0 | 0 | 0 | 0 | 0
|  | reference | Hybrid Oil Electric Heat Pump | 0 | 0 | 0 | 0 | 0 | 0 | 0 | 0 | 0 | 0 | 0 | 0 | 0 | 0 | 0 | 0 | 0 | 0 | 0 | 0 | 0 | 0 | 0 | 0 | 0 | 0 | 0 | 0 | 0 | 0 | 0
| Note: This is the sum of hybrid gas electric and hybrid oil electric | reference | Hybrid Heat Pump | 0 | 0 | 0 | 0 | 0 | 0 | 0 | 0 | 0 | 0 | 0 | 0 | 0 | 0 | 0 | 0 | 0 | 0 | 0 | 0 | 0 | 0 | 0 | 0 | 0 | 0 | 0 | 0 | 0 | 0 | 0
HP Summary Metrics
|  |  | Metric | 2020 | 2021 | 2022 | 2023 | 2024 | 2025 | 2026 | 2027 | 2028 | 2029 | 2030 | 2031 | 2032 | 2033 | 2034 | 2035 | 2036 | 2037 | 2038 | 2039 | 2040 | 2041 | 2042 | 2043 | 2044 | 2045 | 2046 | 2047 | 2048 | 2049 | 2050
|  |  | Sales Share | 0% | 0% | 0.3818% | 1.045% | 2.011% | 3.829% | 3.83% | 3.831% | 3.831% | 3.831% | 3.831% | 3.836% | 3.84% | 3.845% | 3.851% | 3.857% | 3.863% | 3.87% | 3.877% | 3.884% | 3.89% | 3.894% | 3.897% | 3.899% | 3.9% | 3.9% | 3.901% | 3.901% | 3.903% | 3.905% | 3.909%
|  |  | Stock share HP | 0% | 0% | 0.01769% | 0.06787% | 0.1667% | 0.3572% | 0.5488% | 0.74% | 0.9299% | 1.118% | 1.302% | 1.483% | 1.659% | 1.828% | 1.989% | 2.14% | 2.277% | 2.399% | 2.503% | 2.589% | 2.654% | 2.702% | 2.734% | 2.753% | 2.764% | 2.771% | 2.775% | 2.78% | 2.786% | 2.794% | 2.802%
|  |  | Total HP Stock (million devices) | 0 | 0 | 0.0014125 | 0.0054285 | 0.013353 | 0.028647 | 0.044067 | 0.059504 | 0.074877 | 0.090122 | 0.10518 | 0.11997 | 0.13441 | 0.14838 | 0.16171 | 0.17423 | 0.18573 | 0.196 | 0.20487 | 0.2122 | 0.21798 | 0.22228 | 0.2253 | 0.22731 | 0.22864 | 0.22959 | 0.23042 | 0.23127 | 0.23223 | 0.23333 | 0.23453
|  |  | Total Diesel Stock (million devices) | 1.3992 | 1.3721 | 1.3393 | 1.3009 | 1.2576 | 1.2101 | 1.1603 | 1.1086 | 1.0557 | 1.0019 | 0.94734 | 0.8938 | 0.84148 | 0.79058 | 0.74138 | 0.69415 | 0.64917 | 0.60675 | 0.56714 | 0.53058 | 0.49724 | 0.46718 | 0.44042 | 0.41687 | 0.39636 | 0.37868 | 0.3636 | 0.35086 | 0.34023 | 0.33148 | 0.32443
Single Family
Residential Space Heating Sales (thousand devices)
|  | Scenario | Device Category | 2020 | 2021 | 2022 | 2023 | 2024 | 2025 | 2026 | 2027 | 2028 | 2029 | 2030 | 2031 | 2032 | 2033 | 2034 | 2035 | 2036 | 2037 | 2038 | 2039 | 2040 | 2041 | 2042 | 2043 | 2044 | 2045 | 2046 | 2047 | 2048 | 2049 | 2050
|  | reference | Reference Distillate | 13.977 | 11.8507 | 9.4413 | 6.8951 | 4.3553 | 1.9448 | 1.8282 | 1.6985 | 1.5617 | 1.422 | 1.2821 | 1.2707 | 1.2591 | 1.248 | 1.2376 | 1.2288 | 1.2221 | 1.2181 | 1.2175 | 1.2205 | 1.2273 | 1.2376 | 1.2506 | 1.2656 | 1.2814 | 1.2968 | 1.311 | 1.323 | 1.3325 | 1.3391 | 1.3431
|  | reference | Reference Natural Gas | 101.6389 | 89.4789 | 74.1795 | 56.5191 | 37.3591 | 17.5204 | 17.6335 | 17.6305 | 17.5487 | 17.419 | 17.2636 | 17.0971 | 16.9282 | 16.7634 | 16.6092 | 16.4729 | 16.3634 | 16.2898 | 16.2606 | 16.2815 | 16.3543 | 16.4759 | 16.6382 | 16.829 | 17.0331 | 17.2347 | 17.4192 | 17.5748 | 17.6939 | 17.7734 | 17.8148
|  | reference | Reference Electric | 11.8346 | 11.466 | 10.7794 | 9.8169 | 8.6365 | 7.3017 | 7.3406 | 7.3308 | 7.2881 | 7.2257 | 7.1527 | 7.075 | 6.9958 | 6.9177 | 6.843 | 6.7747 | 6.7163 | 6.672 | 6.6456 | 6.6402 | 6.6572 | 6.6959 | 6.7535 | 6.8248 | 6.9035 | 6.9824 | 7.0545 | 7.1143 | 7.158 | 7.1841 | 7.193
|  | reference | Efficient Distillate | 0 | 1.8204 | 3.6478 | 5.3824 | 6.9412 | 8.2656 | 7.7696 | 7.2186 | 6.6372 | 6.0434 | 5.4489 | 5.4004 | 5.3512 | 5.3037 | 5.26 | 5.2225 | 5.1939 | 5.177 | 5.1742 | 5.1872 | 5.2161 | 5.2597 | 5.3153 | 5.3789 | 5.4458 | 5.5116 | 5.5717 | 5.6229 | 5.6631 | 5.6914 | 5.7083
|  | reference | Efficient Natural Gas | 13.977 | 36.9126 | 60.9456 | 85.2333 | 108.8645 | 130.2145 | 131.9225 | 132.7685 | 133.0181 | 132.8952 | 132.5639 | 131.2845 | 129.9875 | 128.7223 | 127.5375 | 126.491 | 125.6498 | 125.085 | 124.8603 | 125.0199 | 125.578 | 126.5111 | 127.7571 | 129.2213 | 130.7881 | 132.3357 | 133.752 | 134.9469 | 135.8614 | 136.472 | 136.79
|  | reference | Heat Pump | 0 | 0 | 0.6844 | 1.8948 | 3.6222 | 6.7703 | 6.8238 | 6.8329 | 6.8115 | 6.7713 | 6.721 | 6.6664 | 6.6114 | 6.5588 | 6.5114 | 6.4724 | 6.445 | 6.4326 | 6.4379 | 6.4625 | 6.5062 | 6.5672 | 6.6417 | 6.7248 | 6.811 | 6.8949 | 6.9716 | 7.0376 | 7.0904 | 7.1295 | 7.1553
|  | reference | Other | 11.7014 | 12.6055 | 13.3329 | 13.8716 | 14.2272 | 14.4204 | 14.4819 | 14.4463 | 14.3459 | 14.2068 | 14.0471 | 13.8778 | 13.7051 | 13.5331 | 13.3658 | 13.2089 | 13.0696 | 12.9563 | 12.8773 | 12.8398 | 12.8479 | 12.9017 | 12.9961 | 13.1216 | 13.2648 | 13.4105 | 13.5439 | 13.6524 | 13.7277 | 13.7659 | 13.7677
|  | reference | Total | 153.1289 | 164.1341 | 173.0109 | 179.6133 | 184.0061 | 186.4377 | 187.8002 | 187.9261 | 187.2112 | 185.9834 | 184.4794 | 182.6717 | 180.8384 | 179.047 | 177.3647 | 175.8711 | 174.6601 | 173.8308 | 173.4735 | 173.6517 | 174.3871 | 175.649 | 177.3525 | 179.3661 | 181.5278 | 183.6666 | 185.6239 | 187.2719 | 188.527 | 189.3554 | 189.7721
Residential Space Heating Sales Share (% total sales)
|  | Scenario | Device Category | 2020 | 2021 | 2022 | 2023 | 2024 | 2025 | 2026 | 2027 | 2028 | 2029 | 2030 | 2031 | 2032 | 2033 | 2034 | 2035 | 2036 | 2037 | 2038 | 2039 | 2040 | 2041 | 2042 | 2043 | 2044 | 2045 | 2046 | 2047 | 2048 | 2049 | 2050
|  | reference | Reference Distillate | 9.128% | 7.22% | 5.457% | 3.839% | 2.367% | 1.043% | 0.9735% | 0.9038% | 0.8342% | 0.7646% | 0.695% | 0.6956% | 0.6963% | 0.697% | 0.6978% | 0.6987% | 0.6997% | 0.7008% | 0.7018% | 0.7029% | 0.7038% | 0.7046% | 0.7052% | 0.7056% | 0.7059% | 0.7061% | 0.7063% | 0.7065% | 0.7068% | 0.7072% | 0.7078%
|  | reference | Reference Natural Gas | 66.37% | 54.52% | 42.88% | 31.47% | 20.3% | 9.397% | 9.39% | 9.382% | 9.374% | 9.366% | 9.358% | 9.359% | 9.361% | 9.363% | 9.364% | 9.366% | 9.369% | 9.371% | 9.374% | 9.376% | 9.378% | 9.38% | 9.381% | 9.382% | 9.383% | 9.384% | 9.384% | 9.385% | 9.385% | 9.386% | 9.387%
|  | reference | Reference Electric | 7.728% | 6.986% | 6.23% | 5.466% | 4.694% | 3.916% | 3.909% | 3.901% | 3.893% | 3.885% | 3.877% | 3.873% | 3.869% | 3.864% | 3.858% | 3.852% | 3.845% | 3.838% | 3.831% | 3.824% | 3.817% | 3.812% | 3.808% | 3.805% | 3.803% | 3.802% | 3.8% | 3.799% | 3.797% | 3.794% | 3.79%
|  | reference | Efficient Distillate | 0% | 1.109% | 2.108% | 2.997% | 3.772% | 4.433% | 4.137% | 3.841% | 3.545% | 3.249% | 2.954% | 2.956% | 2.959% | 2.962% | 2.966% | 2.969% | 2.974% | 2.978% | 2.983% | 2.987% | 2.991% | 2.994% | 2.997% | 2.999% | 3% | 3.001% | 3.002% | 3.003% | 3.004% | 3.006% | 3.008%
|  | reference | Efficient Natural Gas | 9.128% | 22.49% | 35.23% | 47.45% | 59.16% | 69.84% | 70.25% | 70.65% | 71.05% | 71.46% | 71.86% | 71.87% | 71.88% | 71.89% | 71.91% | 71.92% | 71.94% | 71.96% | 71.98% | 71.99% | 72.01% | 72.02% | 72.04% | 72.04% | 72.05% | 72.05% | 72.06% | 72.06% | 72.06% | 72.07% | 72.08%
|  | reference | Heat Pump | 0% | 0% | 0.3956% | 1.055% | 1.969% | 3.631% | 3.634% | 3.636% | 3.638% | 3.641% | 3.643% | 3.649% | 3.656% | 3.663% | 3.671% | 3.68% | 3.69% | 3.7% | 3.711% | 3.722% | 3.731% | 3.739% | 3.745% | 3.749% | 3.752% | 3.754% | 3.756% | 3.758% | 3.761% | 3.765% | 3.77%
|  | reference | Other | 7.642% | 7.68% | 7.706% | 7.723% | 7.732% | 7.735% | 7.711% | 7.687% | 7.663% | 7.639% | 7.614% | 7.597% | 7.579% | 7.558% | 7.536% | 7.511% | 7.483% | 7.453% | 7.423% | 7.394% | 7.367% | 7.345% | 7.328% | 7.316% | 7.307% | 7.302% | 7.296% | 7.29% | 7.282% | 7.27% | 7.255%
|  | reference | Total | bar: 2020 to 2050
Residential Space Heating Stocks (million devices)
|  | Scenario | Device Category | 2020 | 2021 | 2022 | 2023 | 2024 | 2025 | 2026 | 2027 | 2028 | 2029 | 2030 | 2031 | 2032 | 2033 | 2034 | 2035 | 2036 | 2037 | 2038 | 2039 | 2040 | 2041 | 2042 | 2043 | 2044 | 2045 | 2046 | 2047 | 2048 | 2049 | 2050
|  | reference | Reference Distillate | 0.65254 | 0.63793 | 0.61881 | 0.59546 | 0.5683 | 0.53791 | 0.50696 | 0.47576 | 0.44455 | 0.41354 | 0.38284 | 0.35272 | 0.32328 | 0.29464 | 0.26695 | 0.24035 | 0.21501 | 0.19109 | 0.16877 | 0.14817 | 0.12942 | 0.11258 | 0.097674 | 0.084684 | 0.073535 | 0.064117 | 0.056286 | 0.049883 | 0.044735 | 0.04067 | 0.037521
|  | reference | Reference Natural Gas | 2.4638 | 2.4522 | 2.419 | 2.3635 | 2.2853 | 2.1852 | 2.084 | 1.9825 | 1.8812 | 1.7805 | 1.6807 | 1.5822 | 1.4853 | 1.3904 | 1.298 | 1.2084 | 1.1222 | 1.0397 | 0.96154 | 0.88803 | 0.81957 | 0.75645 | 0.69892 | 0.64711 | 0.60107 | 0.56074 | 0.52596 | 0.49646 | 0.47188 | 0.45176 | 0.43559
|  | reference | Reference Electric | 0.29079 | 0.28907 | 0.28575 | 0.28078 | 0.2742 | 0.26608 | 0.258 | 0.25006 | 0.24232 | 0.23482 | 0.22757 | 0.22057 | 0.21382 | 0.2073 | 0.20103 | 0.19503 | 0.18933 | 0.18395 | 0.17893 | 0.1743 | 0.1701 | 0.16634 | 0.16302 | 0.16014 | 0.15769 | 0.15563 | 0.15395 | 0.15261 | 0.15158 | 0.15082 | 0.15029
|  | reference | Efficient Distillate | 0 | 0.0018204 | 0.0054682 | 0.010851 | 0.017792 | 0.026057 | 0.033825 | 0.041038 | 0.047665 | 0.053686 | 0.059094 | 0.064421 | 0.069653 | 0.074768 | 0.079743 | 0.084551 | 0.089162 | 0.09354 | 0.097651 | 0.10146 | 0.10492 | 0.10801 | 0.1107 | 0.11296 | 0.1148 | 0.11621 | 0.11723 | 0.11789 | 0.11827 | 0.11842 | 0.11843
|  | reference | Efficient Natural Gas | 0.020363 | 0.057275 | 0.11822 | 0.20345 | 0.3123 | 0.44248 | 0.57431 | 0.70688 | 0.83951 | 0.9717 | 1.1031 | 1.2324 | 1.3593 | 1.4834 | 1.6043 | 1.7215 | 1.8344 | 1.9426 | 2.0455 | 2.1427 | 2.2337 | 2.3181 | 2.3957 | 2.4663 | 2.5298 | 2.5861 | 2.6356 | 2.6786 | 2.7155 | 2.7468 | 2.7734
|  | reference | Heat Pump | 0 | 0 | 0.0006844 | 0.0025792 | 0.0062014 | 0.012972 | 0.019794 | 0.026623 | 0.033424 | 0.040167 | 0.046826 | 0.05337 | 0.059758 | 0.065936 | 0.071835 | 0.077374 | 0.082462 | 0.087009 | 0.090937 | 0.094193 | 0.096767 | 0.098697 | 0.10007 | 0.10101 | 0.10165 | 0.10214 | 0.10257 | 0.10302 | 0.10352 | 0.10408 | 0.10468
|  | reference | Other | 0.28388 | 0.27945 | 0.27546 | 0.27202 | 0.26916 | 0.26687 | 0.26512 | 0.26383 | 0.26294 | 0.26236 | 0.26204 | 0.26192 | 0.26195 | 0.26212 | 0.26239 | 0.26274 | 0.26315 | 0.2636 | 0.26408 | 0.26455 | 0.265 | 0.2654 | 0.26575 | 0.26604 | 0.26625 | 0.26641 | 0.26651 | 0.26657 | 0.26662 | 0.26665 | 0.26668
|  | reference | Total | 3.7114 | 3.7177 | 3.7234 | 3.7286 | 3.7333 | 3.7376 | 3.742 | 3.7467 | 3.7516 | 3.7568 | 3.7622 | 3.7676 | 3.7731 | 3.7786 | 3.7842 | 3.7899 | 3.7957 | 3.8015 | 3.8074 | 3.8134 | 3.8195 | 3.8256 | 3.8319 | 3.8383 | 3.8447 | 3.8514 | 3.8581 | 3.865 | 3.872 | 3.8792 | 3.8866
HP Summary Metrics
|  |  | Metric | 2020 | 2021 | 2022 | 2023 | 2024 | 2025 | 2026 | 2027 | 2028 | 2029 | 2030 | 2031 | 2032 | 2033 | 2034 | 2035 | 2036 | 2037 | 2038 | 2039 | 2040 | 2041 | 2042 | 2043 | 2044 | 2045 | 2046 | 2047 | 2048 | 2049 | 2050
|  |  | Sales Share | 0% | 0% | 0.3956% | 1.055% | 1.969% | 3.631% | 3.634% | 3.636% | 3.638% | 3.641% | 3.643% | 3.649% | 3.656% | 3.663% | 3.671% | 3.68% | 3.69% | 3.7% | 3.711% | 3.722% | 3.731% | 3.739% | 3.745% | 3.749% | 3.752% | 3.754% | 3.756% | 3.758% | 3.761% | 3.765% | 3.77%
|  |  | Stock share HP | 0% | 0% | 0.01838% | 0.06917% | 0.1661% | 0.3471% | 0.529% | 0.7106% | 0.8909% | 1.069% | 1.245% | 1.417% | 1.584% | 1.745% | 1.898% | 2.042% | 2.173% | 2.289% | 2.388% | 2.47% | 2.534% | 2.58% | 2.611% | 2.632% | 2.644% | 2.652% | 2.659% | 2.665% | 2.674% | 2.683% | 2.693%
|  |  | Total HP Stock (million devices) | 0 | 0 | 0.0006844 | 0.0025792 | 0.0062014 | 0.012972 | 0.019794 | 0.026623 | 0.033424 | 0.040167 | 0.046826 | 0.05337 | 0.059758 | 0.065936 | 0.071835 | 0.077374 | 0.082462 | 0.087009 | 0.090937 | 0.094193 | 0.096767 | 0.098697 | 0.10007 | 0.10101 | 0.10165 | 0.10214 | 0.10257 | 0.10302 | 0.10352 | 0.10408 | 0.10468
Multi-Family
Residential Space Heating Sales (thousand devices)
|  | Scenario | Device Category | 2020 | 2021 | 2022 | 2023 | 2024 | 2025 | 2026 | 2027 | 2028 | 2029 | 2030 | 2031 | 2032 | 2033 | 2034 | 2035 | 2036 | 2037 | 2038 | 2039 | 2040 | 2041 | 2042 | 2043 | 2044 | 2045 | 2046 | 2047 | 2048 | 2049 | 2050
|  | reference | Reference Distillate | 15.6284 | 13.2851 | 10.6089 | 7.764 | 4.913 | 2.1971 | 2.0678 | 1.9228 | 1.769 | 1.6113 | 1.4531 | 1.4402 | 1.4269 | 1.4139 | 1.4017 | 1.391 | 1.3825 | 1.3771 | 1.3753 | 1.3775 | 1.384 | 1.3943 | 1.4078 | 1.4235 | 1.4402 | 1.4567 | 1.4719 | 1.4849 | 1.4952 | 1.5024 | 1.5068
|  | reference | Reference Natural Gas | 121.4445 | 107.0881 | 88.9284 | 67.8702 | 44.9332 | 21.1025 | 21.2651 | 21.2837 | 21.203 | 21.0605 | 20.8836 | 20.6903 | 20.4918 | 20.2963 | 20.1119 | 19.948 | 19.8153 | 19.7253 | 19.6882 | 19.7112 | 19.7967 | 19.9413 | 20.1355 | 20.3644 | 20.6103 | 20.8544 | 21.0794 | 21.2714 | 21.4214 | 21.5257 | 21.5856
|  | reference | Reference Electric | 15.0268 | 14.5668 | 13.7098 | 12.5043 | 11.019 | 9.3318 | 9.3971 | 9.399 | 9.3575 | 9.2894 | 9.2066 | 9.1169 | 9.0251 | 8.9346 | 8.8487 | 8.7714 | 8.7076 | 8.6624 | 8.6407 | 8.6462 | 8.6803 | 8.7421 | 8.8275 | 8.93 | 9.0411 | 9.1519 | 9.2539 | 9.3405 | 9.4072 | 9.4521 | 9.4759
|  | reference | Efficient Distillate | 0 | 1.9041 | 3.8247 | 5.656 | 7.308 | 8.7162 | 8.2036 | 7.629 | 7.0192 | 6.394 | 5.7663 | 5.7151 | 5.6626 | 5.6111 | 5.563 | 5.5207 | 5.4874 | 5.4659 | 5.4589 | 5.4679 | 5.4934 | 5.534 | 5.5871 | 5.6487 | 5.7142 | 5.7788 | 5.8384 | 5.8895 | 5.9297 | 5.9583 | 5.9754
|  | reference | Efficient Natural Gas | 15.6284 | 43.0752 | 72.0386 | 101.3881 | 129.886 | 155.3898 | 157.5729 | 158.6973 | 159.0789 | 158.9867 | 158.6205 | 157.1529 | 155.6465 | 154.1638 | 152.7658 | 151.5236 | 150.5193 | 149.839 | 149.5601 | 149.7371 | 150.3879 | 151.4859 | 152.9586 | 154.6946 | 156.5583 | 158.4077 | 160.112 | 161.5666 | 162.7028 | 163.4921 | 163.9455
|  | reference | Heat Pump | 0 | 0 | 0.72809 | 2.1212 | 4.3022 | 8.5247 | 8.5978 | 8.6124 | 8.5862 | 8.5344 | 8.4681 | 8.3949 | 8.3195 | 8.2455 | 8.1765 | 8.1163 | 8.0693 | 8.0398 | 8.0317 | 8.0474 | 8.0872 | 8.1494 | 8.2297 | 8.3223 | 8.4204 | 8.5172 | 8.6064 | 8.6831 | 8.7442 | 8.7882 | 8.8157
|  | reference | Other | 6.2368 | 6.7208 | 7.1135 | 7.4078 | 7.6058 | 7.7176 | 7.7588 | 7.7476 | 7.701 | 7.633 | 7.5534 | 7.4683 | 7.3813 | 7.2948 | 7.2111 | 7.1335 | 7.0656 | 7.0121 | 6.9772 | 6.9645 | 6.9762 | 7.012 | 7.069 | 7.1423 | 7.2245 | 7.3077 | 7.3844 | 7.4479 | 7.494 | 7.5207 | 7.5285
|  | reference | Total | 173.9648 | 186.6401 | 196.9522 | 204.7117 | 209.9671 | 212.9796 | 214.863 | 215.2918 | 214.7148 | 213.5092 | 211.9516 | 209.9786 | 207.9536 | 205.96 | 204.0787 | 202.4045 | 201.047 | 200.1216 | 199.732 | 199.9518 | 200.8058 | 202.259 | 204.2152 | 206.5258 | 209.0091 | 211.4745 | 213.7464 | 215.684 | 217.1944 | 218.2394 | 218.8335
Residential Space Heating Sales Share (% total sales)
|  | Scenario | Device Category | 2020 | 2021 | 2022 | 2023 | 2024 | 2025 | 2026 | 2027 | 2028 | 2029 | 2030 | 2031 | 2032 | 2033 | 2034 | 2035 | 2036 | 2037 | 2038 | 2039 | 2040 | 2041 | 2042 | 2043 | 2044 | 2045 | 2046 | 2047 | 2048 | 2049 | 2050
|  | reference | Reference Distillate | 8.984% | 7.118% | 5.387% | 3.793% | 2.34% | 1.032% | 0.9624% | 0.8931% | 0.8239% | 0.7547% | 0.6856% | 0.6859% | 0.6862% | 0.6865% | 0.6868% | 0.6873% | 0.6877% | 0.6881% | 0.6886% | 0.6889% | 0.6892% | 0.6894% | 0.6894% | 0.6892% | 0.6891% | 0.6888% | 0.6886% | 0.6885% | 0.6884% | 0.6884% | 0.6886%
|  | reference | Reference Natural Gas | 69.81% | 57.38% | 45.15% | 33.15% | 21.4% | 9.908% | 9.897% | 9.886% | 9.875% | 9.864% | 9.853% | 9.854% | 9.854% | 9.855% | 9.855% | 9.856% | 9.856% | 9.857% | 9.857% | 9.858% | 9.859% | 9.859% | 9.86% | 9.86% | 9.861% | 9.861% | 9.862% | 9.862% | 9.863% | 9.863% | 9.864%
|  | reference | Reference Electric | 8.638% | 7.805% | 6.961% | 6.108% | 5.248% | 4.382% | 4.374% | 4.366% | 4.358% | 4.351% | 4.344% | 4.342% | 4.34% | 4.338% | 4.336% | 4.334% | 4.331% | 4.329% | 4.326% | 4.324% | 4.323% | 4.322% | 4.323% | 4.324% | 4.326% | 4.328% | 4.329% | 4.331% | 4.331% | 4.331% | 4.33%
|  | reference | Efficient Distillate | 0% | 1.02% | 1.942% | 2.763% | 3.481% | 4.092% | 3.818% | 3.544% | 3.269% | 2.995% | 2.721% | 2.722% | 2.723% | 2.724% | 2.726% | 2.728% | 2.729% | 2.731% | 2.733% | 2.735% | 2.736% | 2.736% | 2.736% | 2.735% | 2.734% | 2.733% | 2.731% | 2.731% | 2.73% | 2.73% | 2.731%
|  | reference | Efficient Natural Gas | 8.984% | 23.08% | 36.58% | 49.53% | 61.86% | 72.96% | 73.34% | 73.71% | 74.09% | 74.46% | 74.84% | 74.84% | 74.85% | 74.85% | 74.86% | 74.86% | 74.87% | 74.87% | 74.88% | 74.89% | 74.89% | 74.9% | 74.9% | 74.9% | 74.91% | 74.91% | 74.91% | 74.91% | 74.91% | 74.91% | 74.92%
|  | reference | Heat Pump | 0% | 0% | 0.3697% | 1.036% | 2.049% | 4.003% | 4.002% | 4% | 3.999% | 3.997% | 3.995% | 3.998% | 4.001% | 4.003% | 4.007% | 4.01% | 4.014% | 4.017% | 4.021% | 4.025% | 4.027% | 4.029% | 4.03% | 4.03% | 4.029% | 4.028% | 4.026% | 4.026% | 4.026% | 4.027% | 4.028%
|  | reference | Other | 3.585% | 3.601% | 3.612% | 3.619% | 3.622% | 3.624% | 3.611% | 3.599% | 3.587% | 3.575% | 3.564% | 3.557% | 3.549% | 3.542% | 3.534% | 3.524% | 3.514% | 3.504% | 3.493% | 3.483% | 3.474% | 3.467% | 3.462% | 3.458% | 3.457% | 3.456% | 3.455% | 3.453% | 3.45% | 3.446% | 3.44%
|  | reference | Total | 100% | 100% | 100% | 100% | 100% | 100% | 100% | 100% | 100% | 100% | 100% | 100% | 100% | 100% | 100% | 100% | 100% | 100% | 100% | 100% | 100% | 100% | 100% | 100% | 100% | 100% | 100% | 100% | 100% | 100% | 100%
Residential Space Heating Stocks (million devices)
|  | Scenario | Device Category | 2020 | 2021 | 2022 | 2023 | 2024 | 2025 | 2026 | 2027 | 2028 | 2029 | 2030 | 2031 | 2032 | 2033 | 2034 | 2035 | 2036 | 2037 | 2038 | 2039 | 2040 | 2041 | 2042 | 2043 | 2044 | 2045 | 2046 | 2047 | 2048 | 2049 | 2050
|  | reference | Reference Distillate | 0.74661 | 0.73046 | 0.70925 | 0.68323 | 0.65285 | 0.61873 | 0.58387 | 0.54862 | 0.51326 | 0.47802 | 0.44306 | 0.40869 | 0.37503 | 0.34225 | 0.3105 | 0.27998 | 0.25086 | 0.22334 | 0.19761 | 0.17383 | 0.15212 | 0.13257 | 0.11521 | 0.10002 | 0.086916 | 0.07579 | 0.066485 | 0.058823 | 0.052616 | 0.047671 | 0.043801
|  | reference | Reference Natural Gas | 2.9613 | 2.9451 | 2.9034 | 2.835 | 2.7397 | 2.6181 | 2.4956 | 2.3728 | 2.2504 | 2.129 | 2.0088 | 1.8903 | 1.7738 | 1.6599 | 1.5489 | 1.4415 | 1.3381 | 1.2394 | 1.1459 | 1.0581 | 0.97643 | 0.90124 | 0.8328 | 0.77128 | 0.71672 | 0.66903 | 0.62801 | 0.59333 | 0.56452 | 0.54104 | 0.52226
|  | reference | Reference Electric | 0.36458 | 0.36262 | 0.35867 | 0.35267 | 0.34463 | 0.33465 | 0.32473 | 0.315 | 0.30553 | 0.29638 | 0.28754 | 0.27903 | 0.27082 | 0.26291 | 0.25531 | 0.24805 | 0.24116 | 0.23467 | 0.22864 | 0.22309 | 0.21807 | 0.2136 | 0.20968 | 0.20631 | 0.20346 | 0.20112 | 0.19924 | 0.19778 | 0.19671 | 0.19599 | 0.19555
|  | reference | Efficient Distillate | 0 | 0.0019041 | 0.0057288 | 0.011385 | 0.018693 | 0.027408 | 0.03561 | 0.043234 | 0.050242 | 0.056613 | 0.062335 | 0.067974 | 0.073511 | 0.078924 | 0.084187 | 0.089272 | 0.094146 | 0.098771 | 0.10311 | 0.10713 | 0.11077 | 0.11402 | 0.11684 | 0.1192 | 0.12111 | 0.12257 | 0.1236 | 0.12426 | 0.12461 | 0.12472 | 0.12468
|  | reference | Efficient Natural Gas | 0.022749 | 0.065824 | 0.13786 | 0.23925 | 0.36912 | 0.52446 | 0.68193 | 0.8404 | 0.99903 | 1.1572 | 1.3144 | 1.4692 | 1.6213 | 1.77 | 1.915 | 2.0555 | 2.191 | 2.3208 | 2.4444 | 2.5611 | 2.6705 | 2.7721 | 2.8654 | 2.9504 | 3.0267 | 3.0947 | 3.1543 | 3.2062 | 3.2507 | 3.2887 | 3.321
|  | reference | Heat Pump | 0 | 0 | 0.00072809 | 0.0028493 | 0.0071514 | 0.015676 | 0.024273 | 0.032881 | 0.041454 | 0.049956 | 0.058351 | 0.066601 | 0.074653 | 0.08244 | 0.089875 | 0.096855 | 0.10327 | 0.10899 | 0.11393 | 0.11801 | 0.12121 | 0.12359 | 0.12523 | 0.1263 | 0.12699 | 0.12745 | 0.12784 | 0.12825 | 0.12871 | 0.12925 | 0.12985
|  | reference | Other | 0.15051 | 0.1484 | 0.14651 | 0.14487 | 0.14351 | 0.14244 | 0.14164 | 0.14107 | 0.14071 | 0.14052 | 0.14046 | 0.14052 | 0.14066 | 0.14087 | 0.14113 | 0.14144 | 0.14179 | 0.14216 | 0.14254 | 0.14293 | 0.14331 | 0.14368 | 0.14401 | 0.14432 | 0.14458 | 0.14482 | 0.14502 | 0.1452 | 0.14535 | 0.1455 | 0.14565
|  | reference | Total | 4.2457 | 4.2543 | 4.2622 | 4.2692 | 4.2757 | 4.2815 | 4.2876 | 4.294 | 4.3007 | 4.3077 | 4.315 | 4.3223 | 4.3298 | 4.3373 | 4.3449 | 4.3526 | 4.3603 | 4.3682 | 4.3762 | 4.3842 | 4.3924 | 4.4008 | 4.4092 | 4.4178 | 4.4265 | 4.4354 | 4.4445 | 4.4538 | 4.4632 | 4.4729 | 4.4828
HP Summary Metrics
|  |  | Metric | 2020 | 2021 | 2022 | 2023 | 2024 | 2025 | 2026 | 2027 | 2028 | 2029 | 2030 | 2031 | 2032 | 2033 | 2034 | 2035 | 2036 | 2037 | 2038 | 2039 | 2040 | 2041 | 2042 | 2043 | 2044 | 2045 | 2046 | 2047 | 2048 | 2049 | 2050
|  |  | Sales Share | 0% | 0% | 0.3697% | 1.036% | 2.049% | 4.003% | 4.002% | 4% | 3.999% | 3.997% | 3.995% | 3.998% | 4.001% | 4.003% | 4.007% | 4.01% | 4.014% | 4.017% | 4.021% | 4.025% | 4.027% | 4.029% | 4.03% | 4.03% | 4.029% | 4.028% | 4.026% | 4.026% | 4.026% | 4.027% | 4.028%
|  |  | Stock share HP | 0% | 0% | 0.01708% | 0.06674% | 0.1673% | 0.3661% | 0.5661% | 0.7657% | 0.9639% | 1.16% | 1.352% | 1.541% | 1.724% | 1.901% | 2.069% | 2.225% | 2.368% | 2.495% | 2.603% | 2.692% | 2.76% | 2.808% | 2.84% | 2.859% | 2.869% | 2.874% | 2.876% | 2.88% | 2.884% | 2.89% | 2.897%
|  |  | Total HP Stock (million devices) | 0 | 0 | 0.00072809 | 0.0028493 | 0.0071514 | 0.015676 | 0.024273 | 0.032881 | 0.041454 | 0.049956 | 0.058351 | 0.066601 | 0.074653 | 0.08244 | 0.089875 | 0.096855 | 0.10327 | 0.10899 | 0.11393 | 0.11801 | 0.12121 | 0.12359 | 0.12523 | 0.1263 | 0.12699 | 0.12745 | 0.12784 | 0.12825 | 0.12871 | 0.12925 | 0.12985

## Reference_Space Heating-Comm
Commercial Space Heating - Reference
Annual commercial space heating stocks and sales by device type, for Reference Case.
Note: 2020 is a modeled year, reflecting historical trends. | [9 empty] | With Heat Pump Breakdown:
Commercial Space Heating Sales By Category (million square feet)
| Scenario | Device Category | 2020 | 2021 | 2022 | 2023 | 2024 | 2025 | 2026 | 2027 | 2028 | 2029 | 2030 | 2031 | 2032 | 2033 | 2034 | 2035 | 2036 | 2037 | 2038 | 2039 | 2040 | 2041 | 2042 | 2043 | 2044 | 2045 | 2046 | 2047 | 2048 | 2049 | 2050
| reference | Reference Natural Gas | 241.5493 | 213.7169 | 175.4226 | 130.7265 | 83.8132 | 37.9835 | 36.9696 | 35.8911 | 34.8874 | 34.0218 | 33.3175 | 32.7919 | 32.4745 | 32.4072 | 32.6281 | 33.1496 | 33.9368 | 34.8977 | 35.8945 | 36.7738 | 37.4096 | 37.7368 | 37.7638 | 37.558 | 37.2163 | 36.8366 | 36.4991 | 36.2601 | 36.1523 | 36.1882 | 36.3626
| reference | Reference Distillate | 27.2168 | 25.8746 | 23.6051 | 20.7207 | 17.5695 | 14.453 | 13.1295 | 11.836 | 10.62 | 9.4934 | 8.4517 | 8.3184 | 8.2379 | 8.2208 | 8.2769 | 8.4092 | 8.6088 | 8.8526 | 9.1054 | 9.3285 | 9.4898 | 9.5728 | 9.5796 | 9.5274 | 9.4408 | 9.3444 | 9.2588 | 9.1982 | 9.1709 | 9.1799 | 9.2242
| reference | Reference Electric | 44.2273 | 43.034 | 40.0544 | 35.6932 | 30.4808 | 24.9273 | 24.262 | 23.5542 | 22.8954 | 22.3274 | 21.8652 | 21.5202 | 21.312 | 21.2678 | 21.4128 | 21.755 | 22.2716 | 22.9022 | 23.5564 | 24.1335 | 24.5507 | 24.7654 | 24.7832 | 24.6481 | 24.4239 | 24.1747 | 23.9532 | 23.7963 | 23.7256 | 23.7491 | 23.8636
| reference | Efficient Distillate | 0 | 2.0791 | 4.1248 | 5.9511 | 7.4404 | 8.5568 | 7.7732 | 7.0074 | 6.2874 | 5.6205 | 5.0038 | 4.9248 | 4.8772 | 4.867 | 4.9002 | 4.9786 | 5.0968 | 5.2411 | 5.3908 | 5.5229 | 5.6183 | 5.6675 | 5.6715 | 5.6406 | 5.5893 | 5.5323 | 5.4816 | 5.4457 | 5.4295 | 5.4349 | 5.4611
| reference | Efficient Natural Gas | 27.2168 | 83.1071 | 141.9315 | 199.1411 | 248.4818 | 285.7943 | 279.662 | 272.9563 | 266.7358 | 261.4967 | 257.4345 | 253.3786 | 250.933 | 250.4193 | 252.1331 | 256.169 | 262.2564 | 269.6862 | 277.3915 | 284.1894 | 289.1046 | 291.6359 | 291.848 | 290.2617 | 287.6264 | 284.6974 | 282.095 | 280.2539 | 279.4275 | 279.7102 | 281.0638
| reference | Heat Pump | 0 | 0 | 0 | 0 | 2.9941 | 11.7823 | 11.4649 | 11.1268 | 10.8115 | 10.5386 | 10.3152 | 10.1465 | 10.0418 | 10.0143 | 10.0761 | 10.2313 | 10.4694 | 10.7622 | 11.067 | 11.3361 | 11.53 | 11.6283 | 11.6333 | 11.5656 | 11.4552 | 11.3325 | 11.2225 | 11.1428 | 11.1035 | 11.1086 | 11.1567
| reference | Other | 0 | 0 | 0 | 0 | 0 | 0 | 0 | 0 | 0 | 0 | 0 | 0 | 0 | 0 | 0 | 0 | 0 | 0 | 0 | 0 | 0 | 0 | 0 | 0 | 0 | 0 | 0 | 0 | 0 | 0 | 0
| reference | Total | 340.2103 | 367.8117 | 385.1385 | 392.2326 | 390.7798 | 383.4972 | 373.2611 | 362.3717 | 352.2375 | 343.4985 | 336.388 | 331.0804 | 327.8764 | 327.1964 | 329.4271 | 334.6926 | 342.6397 | 352.342 | 362.4055 | 371.2842 | 377.7029 | 381.0067 | 381.2794 | 379.2013 | 375.7519 | 371.9179 | 368.5101 | 366.0969 | 365.0093 | 365.3709 | 367.1319
Commercial Space Heating Sales Share By Category (% total sales)
| Scenario | Device Category | 2020 | 2021 | 2022 | 2023 | 2024 | 2025 | 2026 | 2027 | 2028 | 2029 | 2030 | 2031 | 2032 | 2033 | 2034 | 2035 | 2036 | 2037 | 2038 | 2039 | 2040 | 2041 | 2042 | 2043 | 2044 | 2045 | 2046 | 2047 | 2048 | 2049 | 2050
| reference | Reference Natural Gas | 71% | 58.1% | 45.55% | 33.33% | 21.45% | 9.904% | 9.904% | 9.905% | 9.904% | 9.904% | 9.904% | 9.904% | 9.905% | 9.905% | 9.905% | 9.904% | 9.904% | 9.904% | 9.904% | 9.905% | 9.905% | 9.904% | 9.904% | 9.905% | 9.905% | 9.904% | 9.904% | 9.904% | 9.905% | 9.904% | 9.904%
| reference | Reference Distillate | 8% | 7.035% | 6.129% | 5.283% | 4.496% | 3.769% | 3.518% | 3.266% | 3.015% | 2.764% | 2.513% | 2.512% | 2.512% | 2.512% | 2.513% | 2.512% | 2.512% | 2.513% | 2.513% | 2.512% | 2.513% | 2.512% | 2.512% | 2.512% | 2.512% | 2.512% | 2.513% | 2.513% | 2.513% | 2.513% | 2.513%
| reference | Reference Electric | 13% | 11.7% | 10.4% | 9.1% | 7.8% | 6.5% | 6.5% | 6.5% | 6.5% | 6.5% | 6.5% | 6.5% | 6.5% | 6.5% | 6.5% | 6.5% | 6.5% | 6.5% | 6.5% | 6.5% | 6.5% | 6.5% | 6.5% | 6.5% | 6.5% | 6.5% | 6.5% | 6.5% | 6.5% | 6.5% | 6.5%
| reference | Efficient Distillate | 0% | 0.5652% | 1.071% | 1.517% | 1.904% | 2.231% | 2.082% | 1.934% | 1.785% | 1.636% | 1.488% | 1.488% | 1.487% | 1.488% | 1.488% | 1.487% | 1.488% | 1.488% | 1.488% | 1.487% | 1.487% | 1.488% | 1.487% | 1.487% | 1.487% | 1.488% | 1.487% | 1.487% | 1.488% | 1.488% | 1.488%
| reference | Efficient Natural Gas | 8% | 22.6% | 36.85% | 50.77% | 63.59% | 74.52% | 74.92% | 75.32% | 75.73% | 76.13% | 76.53% | 76.53% | 76.53% | 76.53% | 76.54% | 76.54% | 76.54% | 76.54% | 76.54% | 76.54% | 76.54% | 76.54% | 76.54% | 76.55% | 76.55% | 76.55% | 76.55% | 76.55% | 76.55% | 76.56% | 76.56%
| reference | Heat Pump | 0% | 0% | 0% | 0% | 0.7662% | 3.072% | 3.072% | 3.071% | 3.069% | 3.068% | 3.066% | 3.065% | 3.063% | 3.061% | 3.059% | 3.057% | 3.056% | 3.054% | 3.054% | 3.053% | 3.053% | 3.052% | 3.051% | 3.05% | 3.049% | 3.047% | 3.045% | 3.044% | 3.042% | 3.04% | 3.039%
| reference | Other | bar: 2020 to 2050
| reference | Total | 100% | 100% | 100% | 100% | 100% | 100% | 100% | 100% | 100% | 100% | 100% | 100% | 100% | 100% | 100% | 100% | 100% | 100% | 100% | 100% | 100% | 100% | 100% | 100% | 100% | 100% | 100% | 100% | 100% | 100% | 100%
| reference | ASHP with Electric Backup | 0% | 0% | 0% | 0% | 0.7662% | 3.072% | 3.072% | 3.071% | 3.069% | 3.068% | 3.066% | 3.065% | 3.063% | 3.061% | 3.059% | 3.057% | 3.056% | 3.054% | 3.054% | 3.053% | 3.053% | 3.052% | 3.051% | 3.05% | 3.049% | 3.047% | 3.045% | 3.044% | 3.042% | 3.04% | 3.039%
| reference | Ground Source Heat Pump | bar: 2020 to 2050
| reference | ASHP with Fuel Backup | bar: 2020 to 2050
Commercial Space Heating Stocks By Category (billion square feet)
| Scenario | Device Category | 2020 | 2021 | 2022 | 2023 | 2024 | 2025 | 2026 | 2027 | 2028 | 2029 | 2030 | 2031 | 2032 | 2033 | 2034 | 2035 | 2036 | 2037 | 2038 | 2039 | 2040 | 2041 | 2042 | 2043 | 2044 | 2045 | 2046 | 2047 | 2048 | 2049 | 2050
| reference | Reference Natural Gas | 3.573 | 3.5391 | 3.4547 | 3.3207 | 3.1409 | 2.9206 | 2.7069 | 2.5003 | 2.3011 | 2.1091 | 1.9244 | 1.7477 | 1.5796 | 1.4211 | 1.2733 | 1.1372 | 1.0141 | 0.905 | 0.8111 | 0.73318 | 0.6715 | 0.62543 | 0.59339 | 0.573 | 0.56145 | 0.55601 | 0.55438 | 0.55486 | 0.5564 | 0.55841 | 0.5606
| reference | Reference Distillate | 0.76581 | 0.73589 | 0.70095 | 0.66203 | 0.62027 | 0.5767 | 0.5337 | 0.49158 | 0.45055 | 0.41083 | 0.37268 | 0.33724 | 0.30482 | 0.27567 | 0.24995 | 0.2277 | 0.2088 | 0.193 | 0.18002 | 0.16952 | 0.16119 | 0.15475 | 0.14993 | 0.14648 | 0.14414 | 0.14269 | 0.1419 | 0.14161 | 0.14165 | 0.14192 | 0.14234
| reference | Reference Electric | 0.65421 | 0.65191 | 0.6444 | 0.63161 | 0.61382 | 0.59145 | 0.56978 | 0.54888 | 0.52877 | 0.50942 | 0.49085 | 0.47312 | 0.45631 | 0.4405 | 0.42583 | 0.41239 | 0.40031 | 0.38972 | 0.38075 | 0.37348 | 0.36796 | 0.36412 | 0.36181 | 0.36076 | 0.36069 | 0.36128 | 0.36231 | 0.36357 | 0.36497 | 0.36641 | 0.36789
| reference | Efficient Distillate | 0 | 0.0020791 | 0.0062039 | 0.012155 | 0.019594 | 0.028147 | 0.035906 | 0.042879 | 0.049092 | 0.054565 | 0.059305 | 0.063789 | 0.067971 | 0.071799 | 0.07522 | 0.078182 | 0.080643 | 0.082575 | 0.08397 | 0.084848 | 0.085262 | 0.085301 | 0.085077 | 0.084715 | 0.084332 | 0.084016 | 0.083821 | 0.083765 | 0.083839 | 0.084016 | 0.084267
| reference | Efficient Natural Gas | 0.039378 | 0.12248 | 0.26441 | 0.46352 | 0.71189 | 0.99737 | 1.2763 | 1.5475 | 1.8108 | 2.066 | 2.3125 | 2.5483 | 2.7721 | 2.9828 | 3.179 | 3.3596 | 3.5237 | 3.6701 | 3.7983 | 3.9077 | 3.9984 | 4.0714 | 4.1287 | 4.1729 | 4.2071 | 4.2344 | 4.2571 | 4.2773 | 4.2961 | 4.3143 | 4.3322
| reference | Heat Pump | 0 | 0 | 0 | 0 | 0.0029941 | 0.014776 | 0.026241 | 0.037366 | 0.048169 | 0.05868 | 0.068925 | 0.078922 | 0.088676 | 0.098185 | 0.10743 | 0.11638 | 0.12497 | 0.1331 | 0.14063 | 0.14741 | 0.15329 | 0.15818 | 0.16205 | 0.16497 | 0.1671 | 0.16861 | 0.16972 | 0.17057 | 0.17129 | 0.17195 | 0.17258
| reference | Other | 0 | 0 | 0 | 0 | 0 | 0 | 0 | 0 | 0 | 0 | 0 | 0 | 0 | 0 | 0 | 0 | 0 | 0 | 0 | 0 | 0 | 0 | 0 | 0 | 0 | 0 | 0 | 0 | 0 | 0 | 0
| reference | Total | 5.0324 | 5.0515 | 5.0707 | 5.09 | 5.1095 | 5.129 | 5.1487 | 5.1685 | 5.1885 | 5.2085 | 5.2287 | 5.249 | 5.2695 | 5.29 | 5.3107 | 5.3315 | 5.3525 | 5.3735 | 5.3948 | 5.4161 | 5.4376 | 5.4592 | 5.4809 | 5.5028 | 5.5248 | 5.547 | 5.5693 | 5.5917 | 5.6143 | 5.637 | 5.6598
| reference | ASHP with Electric Backup | 0 | 0 | 0 | 0 | 0.0029941 | 0.014776 | 0.026241 | 0.037366 | 0.048169 | 0.05868 | 0.068925 | 0.078922 | 0.088676 | 0.098185 | 0.10743 | 0.11638 | 0.12497 | 0.1331 | 0.14063 | 0.14741 | 0.15329 | 0.15818 | 0.16205 | 0.16497 | 0.1671 | 0.16861 | 0.16972 | 0.17057 | 0.17129 | 0.17195 | 0.17258
| reference | Ground Source Heat Pump | 0 | 0 | 0 | 0 | 0 | 0 | 0 | 0 | 0 | 0 | 0 | 0 | 0 | 0 | 0 | 0 | 0 | 0 | 0 | 0 | 0 | 0 | 0 | 0 | 0 | 0 | 0 | 0 | 0 | 0 | 0
| reference | ASHP with Fuel Backup | 0 | 0 | 0 | 0 | 0 | 0 | 0 | 0 | 0 | 0 | 0 | 0 | 0 | 0 | 0 | 0 | 0 | 0 | 0 | 0 | 0 | 0 | 0 | 0 | 0 | 0 | 0 | 0 | 0 | 0 | 0
HP Summary Metrics
|  | Metric | 2020 | 2021 | 2022 | 2023 | 2024 | 2025 | 2026 | 2027 | 2028 | 2029 | 2030 | 2031 | 2032 | 2033 | 2034 | 2035 | 2036 | 2037 | 2038 | 2039 | 2040 | 2041 | 2042 | 2043 | 2044 | 2045 | 2046 | 2047 | 2048 | 2049 | 2050
|  | Sales Share HP | 0% | 0% | 0% | 0% | 0.7662% | 3.072% | 3.072% | 3.071% | 3.069% | 3.068% | 3.066% | 3.065% | 3.063% | 3.061% | 3.059% | 3.057% | 3.056% | 3.054% | 3.054% | 3.053% | 3.053% | 3.052% | 3.051% | 3.05% | 3.049% | 3.047% | 3.045% | 3.044% | 3.042% | 3.04% | 3.039%
|  | Stock share HP | 0% | 0% | 0% | 0% | 0.0586% | 0.2881% | 0.5097% | 0.7229% | 0.9284% | 1.127% | 1.318% | 1.504% | 1.683% | 1.856% | 2.023% | 2.183% | 2.335% | 2.477% | 2.607% | 2.722% | 2.819% | 2.897% | 2.957% | 2.998% | 3.024% | 3.04% | 3.047% | 3.05% | 3.051% | 3.05% | 3.049%
|  | Stock HP (billion square feet) | 0 | 0 | 0 | 0 | 0.0029941 | 0.014776 | 0.026241 | 0.037366 | 0.048169 | 0.05868 | 0.068925 | 0.078922 | 0.088676 | 0.098185 | 0.10743 | 0.11638 | 0.12497 | 0.1331 | 0.14063 | 0.14741 | 0.15329 | 0.15818 | 0.16205 | 0.16497 | 0.1671 | 0.16861 | 0.16972 | 0.17057 | 0.17129 | 0.17195 | 0.17258

## Reference_Water Heating-Res
Residential Water Heating - Reference
Annual residential water heating stocks and sales by device type, for Reference Case.
Note: 2020 is a modeled year, reflecting historical trends.
Residential Water Heating Sales (thousand devices)
| Scenario | Category | 2020 | 2021 | 2022 | 2023 | 2024 | 2025 | 2026 | 2027 | 2028 | 2029 | 2030 | 2031 | 2032 | 2033 | 2034 | 2035 | 2036 | 2037 | 2038 | 2039 | 2040 | 2041 | 2042 | 2043 | 2044 | 2045 | 2046 | 2047 | 2048 | 2049 | 2050
| reference | Reference Distillate | 102.6901 | 90.3499 | 74.851 | 58.167 | 41.8306 | 26.6504 | 12.7818 | 0 | 0 | 0 | 0 | 0 | 0 | 0 | 0 | 0 | 0 | 0 | 0 | 0 | 0 | 0 | 0 | 0 | 0 | 0 | 0 | 0 | 0 | 0 | 0
| reference | Reference Natural Gas | 461.3115 | 416.0899 | 356.4624 | 290.6627 | 225.3918 | 164.4708 | 108.9507 | 58.1551 | 56.6429 | 55.6257 | 55.0757 | 55.0055 | 55.4475 | 56.4096 | 57.8257 | 59.5225 | 61.2253 | 62.6177 | 63.4383 | 63.5722 | 63.0865 | 62.1907 | 61.1484 | 60.192 | 59.4783 | 59.0833 | 59.0194 | 59.2544 | 59.7265 | 60.3549 | 61.0495
| reference | Reference Electric | 84.5132 | 78.1102 | 69.0141 | 58.6226 | 48.1351 | 38.2897 | 36.6819 | 35.3995 | 34.4464 | 33.7919 | 33.4178 | 33.3317 | 33.5542 | 34.0923 | 34.9084 | 35.8993 | 36.8992 | 37.7151 | 38.1864 | 38.2407 | 37.9169 | 37.3411 | 36.6733 | 36.0554 | 35.5831 | 35.3034 | 35.2242 | 35.3266 | 35.5733 | 35.9158 | 36.2996
| reference | Efficient Natural Gas | 0 | 74.8989 | 148.9113 | 216.9184 | 277.2172 | 330.9976 | 381.6362 | 430.7025 | 419.4826 | 411.9267 | 407.8286 | 407.2816 | 410.5256 | 417.6209 | 428.0804 | 440.6206 | 453.209 | 463.5014 | 469.561 | 470.5356 | 466.9211 | 460.268 | 452.5273 | 445.4222 | 440.1126 | 437.1627 | 436.6642 | 438.3792 | 441.85 | 446.4793 | 451.5993
| reference | Heat Pump | 0 | 9.6443 | 19.1744 | 27.9309 | 35.6945 | 42.6184 | 40.8582 | 39.4602 | 38.4301 | 37.7356 | 37.3576 | 37.3047 | 37.5988 | 38.2458 | 39.2011 | 40.3473 | 41.4982 | 42.4391 | 42.9925 | 43.08 | 42.747 | 42.1355 | 41.4241 | 40.7708 | 40.2819 | 40.0091 | 39.9608 | 40.1153 | 40.4306 | 40.8521 | 41.3187
| reference | Other | 22.4704 | 19.7854 | 16.3869 | 12.7207 | 9.1331 | 5.8073 | 2.7792 | 0 | 0 | 0 | 0 | 0 | 0 | 0 | 0 | 0 | 0 | 0 | 0 | 0 | 0 | 0 | 0 | 0 | 0 | 0 | 0 | 0 | 0 | 0 | 0
| reference | Total | 670.9852 | 688.8786 | 684.8 | 665.0225 | 637.4023 | 608.8342 | 583.6879 | 563.7173 | 549.002 | 539.0799 | 533.6797 | 532.9235 | 537.1261 | 546.3686 | 560.0156 | 576.3897 | 592.8317 | 606.2733 | 614.1782 | 615.4284 | 610.6715 | 601.9353 | 591.7731 | 582.4404 | 575.4559 | 571.5585 | 570.8687 | 573.0755 | 577.5804 | 583.6021 | 590.2671
Residential Water Heating Sales Share (% total sales)
| Scenario | Category | 2020 | 2021 | 2022 | 2023 | 2024 | 2025 | 2026 | 2027 | 2028 | 2029 | 2030 | 2031 | 2032 | 2033 | 2034 | 2035 | 2036 | 2037 | 2038 | 2039 | 2040 | 2041 | 2042 | 2043 | 2044 | 2045 | 2046 | 2047 | 2048 | 2049 | 2050
| reference | Reference Distillate | 15.3% | 13.12% | 10.93% | 8.747% | 6.563% | 4.377% | 2.19% | 0% | 0% | 0% | 0% | 0% | 0% | 0% | 0% | 0% | 0% | 0% | 0% | 0% | 0% | 0% | 0% | 0% | 0% | 0% | 0% | 0% | 0% | 0% | 0%
| reference | Reference Natural Gas | 68.75% | 60.4% | 52.05% | 43.71% | 35.36% | 27.01% | 18.67% | 10.32% | 10.32% | 10.32% | 10.32% | 10.32% | 10.32% | 10.32% | 10.33% | 10.33% | 10.33% | 10.33% | 10.33% | 10.33% | 10.33% | 10.33% | 10.33% | 10.33% | 10.34% | 10.34% | 10.34% | 10.34% | 10.34% | 10.34% | 10.34%
| reference | Reference Electric | 12.6% | 11.34% | 10.08% | 8.815% | 7.552% | 6.289% | 6.285% | 6.28% | 6.274% | 6.268% | 6.262% | 6.254% | 6.247% | 6.24% | 6.233% | 6.228% | 6.224% | 6.221% | 6.217% | 6.214% | 6.209% | 6.204% | 6.197% | 6.19% | 6.183% | 6.177% | 6.17% | 6.164% | 6.159% | 6.154% | 6.15%
| reference | Efficient Natural Gas | 0% | 10.87% | 21.75% | 32.62% | 43.49% | 54.37% | 65.38% | 76.4% | 76.41% | 76.41% | 76.42% | 76.42% | 76.43% | 76.44% | 76.44% | 76.44% | 76.45% | 76.45% | 76.45% | 76.46% | 76.46% | 76.46% | 76.47% | 76.48% | 76.48% | 76.49% | 76.49% | 76.5% | 76.5% | 76.5% | 76.51%
| reference | Heat Pump | 0% | 1.4% | 2.8% | 4.2% | 5.6% | 7% | 7% | 7% | 7% | 7% | 7% | 7% | 7% | 7% | 7% | 7% | 7% | 7% | 7% | 7% | 7% | 7% | 7% | 7% | 7% | 7% | 7% | 7% | 7% | 7% | 7%
| reference | Other | 3.349% | 2.872% | 2.393% | 1.913% | 1.433% | 0.9538% | 0.4761% | 0% | 0% | 0% | 0% | 0% | 0% | 0% | 0% | 0% | 0% | 0% | 0% | 0% | 0% | 0% | 0% | 0% | 0% | 0% | 0% | 0% | 0% | 0% | 0%
| reference | Total | 100% | 100% | 100% | 100% | 100% | 100% | 100% | 100% | 100% | 100% | 100% | 100% | 100% | 100% | 100% | 100% | 100% | 100% | 100% | 100% | 100% | 100% | 100% | 100% | 100% | 100% | 100% | 100% | 100% | 100% | 100%
Residential Water Heating Stocks (million devices)
| Scenario | Category | 2020 | 2021 | 2022 | 2023 | 2024 | 2025 | 2026 | 2027 | 2028 | 2029 | 2030 | 2031 | 2032 | 2033 | 2034 | 2035 | 2036 | 2037 | 2038 | 2039 | 2040 | 2041 | 2042 | 2043 | 2044 | 2045 | 2046 | 2047 | 2048 | 2049 | 2050
| reference | Reference Distillate | 1.2357 | 1.2232 | 1.1959 | 1.1549 | 1.1018 | 1.0379 | 0.96401 | 0.88057 | 0.79974 | 0.72112 | 0.64448 | 0.56975 | 0.49703 | 0.42655 | 0.35877 | 0.29442 | 0.23455 | 0.18038 | 0.13316 | 0.093827 | 0.062745 | 0.03959 | 0.023418 | 0.012888 | 0.006539 | 0.0030257 | 0.0012606 | 0.00046601 | 0.00015035 | 4.157e-05 | 9.64e-06
| reference | Reference Natural Gas | 5.5828 | 5.5339 | 5.4283 | 5.2705 | 5.0664 | 4.8212 | 4.5382 | 4.2188 | 3.9096 | 3.609 | 3.3162 | 3.0309 | 2.7534 | 2.4848 | 2.2268 | 1.982 | 1.7545 | 1.549 | 1.37 | 1.2212 | 1.1039 | 1.017 | 0.95664 | 0.91787 | 0.89506 | 0.88309 | 0.87779 | 0.8762 | 0.87644 | 0.87748 | 0.87882
| reference | Reference Electric | 1.033 | 1.025 | 1.0083 | 0.98377 | 0.95229 | 0.91463 | 0.87864 | 0.84405 | 0.81066 | 0.77834 | 0.74708 | 0.71694 | 0.68806 | 0.66063 | 0.63493 | 0.61129 | 0.59011 | 0.57182 | 0.55674 | 0.54502 | 0.53653 | 0.53088 | 0.52749 | 0.52572 | 0.52499 | 0.52485 | 0.525 | 0.52529 | 0.52563 | 0.52598 | 0.52634
| reference | Efficient Natural Gas | 0 | 0.074899 | 0.22381 | 0.44072 | 0.71789 | 1.0487 | 1.4296 | 1.8586 | 2.2744 | 2.6789 | 3.0734 | 3.4581 | 3.8325 | 4.1954 | 4.5447 | 4.8766 | 5.1861 | 5.467 | 5.7132 | 5.92 | 6.0856 | 6.2117 | 6.3028 | 6.3658 | 6.4079 | 6.4358 | 6.455 | 6.4693 | 6.4813 | 6.4923 | 6.5029
| reference | Heat Pump | 0 | 0.0096443 | 0.028819 | 0.056749 | 0.092436 | 0.13503 | 0.1758 | 0.21504 | 0.25299 | 0.28978 | 0.32544 | 0.3599 | 0.39301 | 0.42456 | 0.45424 | 0.48167 | 0.50639 | 0.52795 | 0.54595 | 0.56023 | 0.57093 | 0.57847 | 0.58351 | 0.58676 | 0.58887 | 0.59032 | 0.59145 | 0.59244 | 0.59338 | 0.5943 | 0.59523
| reference | Other | 0.27775 | 0.2743 | 0.26761 | 0.25793 | 0.24561 | 0.23096 | 0.21417 | 0.19535 | 0.17715 | 0.15947 | 0.14228 | 0.12557 | 0.10936 | 0.093705 | 0.078706 | 0.064515 | 0.051346 | 0.039459 | 0.029113 | 0.020504 | 0.013706 | 0.0086449 | 0.0051115 | 0.0028119 | 0.0014261 | 0.00065963 | 0.00027471 | 0.00010152 | 3.274e-05 | 9.05e-06 | 2.1e-06
| reference | Total | 8.1292 | 8.141 | 8.1528 | 8.1646 | 8.1765 | 8.1884 | 8.2004 | 8.2124 | 8.2245 | 8.2367 | 8.2488 | 8.2611 | 8.2734 | 8.2857 | 8.2981 | 8.3105 | 8.323 | 8.3355 | 8.3481 | 8.3608 | 8.3735 | 8.3862 | 8.399 | 8.4119 | 8.4248 | 8.4377 | 8.4507 | 8.4638 | 8.4769 | 8.4901 | 8.5033

## Reference_Water Heating-Comm
Commercial Water Heating - Reference
Annual commercial water heating stocks and sales by device type, for Reference Case.
Note: 2020 is a modeled year, reflecting historical trends.
Commercial Water Heating Sales (thousand sq ft)
| Scenario | Category | 2020 | 2021 | 2022 | 2023 | 2024 | 2025 | 2026 | 2027 | 2028 | 2029 | 2030 | 2031 | 2032 | 2033 | 2034 | 2035 | 2036 | 2037 | 2038 | 2039 | 2040 | 2041 | 2042 | 2043 | 2044 | 2045 | 2046 | 2047 | 2048 | 2049 | 2050
| reference | Reference Distillate | 13608.4121 | 12610.6865 | 11003.9572 | 8965.3156 | 6699.0829 | 4382.8249 | 2132.9203 | 0 | 0 | 0 | 0 | 0 | 0 | 0 | 0 | 0 | 0 | 0 | 0 | 0 | 0 | 0 | 0 | 0 | 0 | 0 | 0 | 0 | 0 | 0 | 0
| reference | Reference Natural Gas | 197321.9751 | 187426.3275 | 169130.8229 | 144621.7472 | 116564.0427 | 87382.5714 | 58761.9539 | 31526.3421 | 30644.6624 | 29884.3693 | 29265.7517 | 28803.9939 | 28525.2475 | 28466.0871 | 28660.1601 | 29118.2573 | 29809.6564 | 30653.7557 | 31529.2764 | 32301.7225 | 32860.1564 | 33147.5834 | 33171.31 | 32990.517 | 32690.4157 | 32356.8595 | 32060.3826 | 31850.4336 | 31755.8048 | 31787.2718 | 31940.4749
| reference | Reference Electric | 129279.9147 | 125791.5974 | 117082.1051 | 104333.8602 | 89097.8028 | 72864.464 | 70919.5996 | 68850.6322 | 66925.1249 | 65264.7145 | 63913.7107 | 62905.2739 | 62296.5176 | 62167.3167 | 62591.1541 | 63591.5964 | 65101.5486 | 66944.9838 | 68857.0403 | 70543.9918 | 71763.5599 | 72391.274 | 72443.0907 | 72048.2556 | 71392.8619 | 70664.4059 | 70016.9276 | 69558.4182 | 69351.7576 | 69420.4786 | 69755.06
| reference | Efficient Natural Gas | 0 | 36833.7133 | 77137.7403 | 117837.8668 | 156535.2374 | 192022.516 | 215318.303 | 236628.7517 | 230011.087 | 224304.5187 | 219661.332 | 216195.4941 | 214103.2946 | 213659.2515 | 215115.9139 | 218554.2759 | 223743.7432 | 230079.3391 | 236650.7754 | 242448.5611 | 246640.0244 | 248797.3787 | 248975.4645 | 247618.4784 | 245365.994 | 242862.4054 | 240637.1249 | 239061.3004 | 238351.0407 | 238587.2237 | 239737.1274
| reference | Heat Pump | 0 | 5149.3636 | 10783.8781 | 16473.7674 | 21883.6709 | 26844.8025 | 26128.2735 | 25366.0224 | 24656.6249 | 24044.8948 | 23547.1566 | 23175.6272 | 22951.3486 | 22903.7483 | 23059.8989 | 23428.4829 | 23984.7811 | 24663.9414 | 25368.3833 | 25989.8917 | 26439.2063 | 26670.4694 | 26689.5598 | 26544.0942 | 26302.6333 | 26034.2548 | 25795.7102 | 25626.7857 | 25550.6475 | 25575.9658 | 25699.2326
| reference | Other | 0 | 0 | 0 | 0 | 0 | 0 | 0 | 0 | 0 | 0 | 0 | 0 | 0 | 0 | 0 | 0 | 0 | 0 | 0 | 0 | 0 | 0 | 0 | 0 | 0 | 0 | 0 | 0 | 0 | 0 | 0
| reference | Total | 340210.302 | 367811.6883 | 385138.5038 | 392232.5572 | 390779.8367 | 383497.1788 | 373261.0503 | 362371.7484 | 352237.4992 | 343498.4972 | 336387.951 | 331080.3892 | 327876.4083 | 327196.4035 | 329427.127 | 334692.6125 | 342639.7293 | 352342.0201 | 362405.4754 | 371284.1671 | 377702.9471 | 381006.7055 | 381279.4249 | 379201.3451 | 375751.905 | 371917.9256 | 368510.1454 | 366096.9378 | 365009.2507 | 365370.9398 | 367131.8949
Commercial Water Heating Sales Share (% total sales)
| Scenario | Category | 2020 | 2021 | 2022 | 2023 | 2024 | 2025 | 2026 | 2027 | 2028 | 2029 | 2030 | 2031 | 2032 | 2033 | 2034 | 2035 | 2036 | 2037 | 2038 | 2039 | 2040 | 2041 | 2042 | 2043 | 2044 | 2045 | 2046 | 2047 | 2048 | 2049 | 2050
| reference | Reference Distillate | 4% | 3.429% | 2.857% | 2.286% | 1.714% | 1.143% | 0.5714% | 0% | 0% | 0% | 0% | 0% | 0% | 0% | 0% | 0% | 0% | 0% | 0% | 0% | 0% | 0% | 0% | 0% | 0% | 0% | 0% | 0% | 0% | 0% | 0%
| reference | Reference Natural Gas | 58% | 50.96% | 43.91% | 36.87% | 29.83% | 22.79% | 15.74% | 8.7% | 8.7% | 8.7% | 8.7% | 8.7% | 8.7% | 8.7% | 8.7% | 8.7% | 8.7% | 8.7% | 8.7% | 8.7% | 8.7% | 8.7% | 8.7% | 8.7% | 8.7% | 8.7% | 8.7% | 8.7% | 8.7% | 8.7% | 8.7%
| reference | Reference Electric | 38% | 34.2% | 30.4% | 26.6% | 22.8% | 19% | 19% | 19% | 19% | 19% | 19% | 19% | 19% | 19% | 19% | 19% | 19% | 19% | 19% | 19% | 19% | 19% | 19% | 19% | 19% | 19% | 19% | 19% | 19% | 19% | 19%
| reference | Efficient Natural Gas | 0% | 10.01% | 20.03% | 30.04% | 40.06% | 50.07% | 57.69% | 65.3% | 65.3% | 65.3% | 65.3% | 65.3% | 65.3% | 65.3% | 65.3% | 65.3% | 65.3% | 65.3% | 65.3% | 65.3% | 65.3% | 65.3% | 65.3% | 65.3% | 65.3% | 65.3% | 65.3% | 65.3% | 65.3% | 65.3% | 65.3%
| reference | Heat Pump | 0% | 1.4% | 2.8% | 4.2% | 5.6% | 7% | 7% | 7% | 7% | 7% | 7% | 7% | 7% | 7% | 7% | 7% | 7% | 7% | 7% | 7% | 7% | 7% | 7% | 7% | 7% | 7% | 7% | 7% | 7% | 7% | 7%
| reference | Other | bar: 2020 to 2050
| reference | Total | 100% | 100% | 100% | 100% | 100% | 100% | 100% | 100% | 100% | 100% | 100% | 100% | 100% | 100% | 100% | 100% | 100% | 100% | 100% | 100% | 100% | 100% | 100% | 100% | 100% | 100% | 100% | 100% | 100% | 100% | 100%
Commercial Water Heating Stocks (billion sq ft)
| Scenario | Category | 2020 | 2021 | 2022 | 2023 | 2024 | 2025 | 2026 | 2027 | 2028 | 2029 | 2030 | 2031 | 2032 | 2033 | 2034 | 2035 | 2036 | 2037 | 2038 | 2039 | 2040 | 2041 | 2042 | 2043 | 2044 | 2045 | 2046 | 2047 | 2048 | 2049 | 2050
| reference | Reference Distillate | 0.2013 | 0.19996 | 0.19632 | 0.19037 | 0.18222 | 0.17205 | 0.16006 | 0.14639 | 0.13318 | 0.12041 | 0.10806 | 0.096147 | 0.084689 | 0.073715 | 0.063263 | 0.053379 | 0.044128 | 0.035591 | 0.027875 | 0.021089 | 0.015329 | 0.010645 | 0.0070231 | 0.0043754 | 0.0025573 | 0.0013919 | 0.00069958 | 0.00032151 | 0.00013361 | 4.958e-05 | 1.6203e-05
| reference | Reference Natural Gas | 2.9188 | 2.904 | 2.8609 | 2.7892 | 2.6904 | 2.5668 | 2.4206 | 2.2539 | 2.0928 | 1.9371 | 1.7867 | 1.6417 | 1.5022 | 1.3688 | 1.2417 | 1.1217 | 1.0095 | 0.90616 | 0.8129 | 0.73112 | 0.662 | 0.60615 | 0.5634 | 0.53267 | 0.51218 | 0.49974 | 0.49315 | 0.49044 | 0.49009 | 0.49103 | 0.49261
| reference | Reference Electric | 1.9123 | 1.9056 | 1.8836 | 1.8463 | 1.7942 | 1.7289 | 1.6655 | 1.6044 | 1.5456 | 1.4891 | 1.4348 | 1.383 | 1.3338 | 1.2876 | 1.2447 | 1.2054 | 1.1701 | 1.1392 | 1.113 | 1.0917 | 1.0756 | 1.0644 | 1.0576 | 1.0545 | 1.0543 | 1.0561 | 1.0591 | 1.0628 | 1.0668 | 1.0711 | 1.0754
| reference | Efficient Natural Gas | 0 | 0.036834 | 0.11397 | 0.23181 | 0.38832 | 0.58026 | 0.79533 | 1.0313 | 1.2599 | 1.4813 | 1.6957 | 1.9029 | 2.1024 | 2.2937 | 2.4761 | 2.6487 | 2.8104 | 2.96 | 3.0958 | 3.2161 | 3.3197 | 3.4059 | 3.4752 | 3.5293 | 3.5707 | 3.6023 | 3.6268 | 3.6469 | 3.6643 | 3.6803 | 3.6957
| reference | Heat Pump | 0 | 0.0051494 | 0.015933 | 0.032407 | 0.054288 | 0.081121 | 0.10721 | 0.13249 | 0.15695 | 0.18059 | 0.20341 | 0.22535 | 0.24632 | 0.26621 | 0.28492 | 0.3023 | 0.31824 | 0.33259 | 0.34523 | 0.35604 | 0.36499 | 0.37215 | 0.37769 | 0.38188 | 0.38504 | 0.3875 | 0.38952 | 0.39129 | 0.39296 | 0.39458 | 0.39619
| reference | Other | 0 | 0 | 0 | 0 | 0 | 0 | 0 | 0 | 0 | 0 | 0 | 0 | 0 | 0 | 0 | 0 | 0 | 0 | 0 | 0 | 0 | 0 | 0 | 0 | 0 | 0 | 0 | 0 | 0 | 0 | 0
| reference | Total | 5.0324 | 5.0515 | 5.0707 | 5.09 | 5.1095 | 5.129 | 5.1487 | 5.1685 | 5.1885 | 5.2085 | 5.2287 | 5.249 | 5.2695 | 5.29 | 5.3107 | 5.3315 | 5.3525 | 5.3735 | 5.3948 | 5.4161 | 5.4376 | 5.4592 | 5.4809 | 5.5028 | 5.5248 | 5.547 | 5.5693 | 5.5917 | 5.6143 | 5.637 | 5.6598

## Reference_Building Shell
Building Shells - Reference
Annual building shell stocks and sales by shell type, for Reference Case.
Note: 2020 is a modeled year, reflecting historical trends.
Building Shell Sales (thousand buildings)
| Scenario | Shell Type | 2020 | 2021 | 2022 | 2023 | 2024 | 2025 | 2026 | 2027 | 2028 | 2029 | 2030 | 2031 | 2032 | 2033 | 2034 | 2035 | 2036 | 2037 | 2038 | 2039 | 2040 | 2041 | 2042 | 2043 | 2044 | 2045 | 2046 | 2047 | 2048 | 2049 | 2050
| reference | Basic Shell | 19.6146 | 23.2958 | 25.2813 | 26.0623 | 26.6429 | 27.5114 | 28.6549 | 29.9722 | 31.3944 | 32.8793 | 34.4006 | 34.3787 | 34.3663 | 34.3536 | 34.3316 | 34.2888 | 34.2081 | 34.0641 | 33.8201 | 33.4287 | 32.84 | 32.0283 | 31.0507 | 30.1386 | 29.7629 | 30.5116 | 32.6124 | 35.3826 | 37.5105 | 38.2772 | 38.0301
| reference | Deep Shell | 17.98 | 19.7118 | 19.8639 | 19.1124 | 18.317 | 17.8015 | 17.5113 | 17.3523 | 17.2669 | 17.2225 | 17.2003 | 17.1894 | 17.1831 | 17.1768 | 17.1658 | 17.1444 | 17.1041 | 17.032 | 16.9101 | 16.7144 | 16.42 | 16.0141 | 15.5254 | 15.0693 | 14.8815 | 15.2558 | 16.3062 | 17.6913 | 18.7552 | 19.1386 | 19.015
| reference | Reference Shell | 322.0062 | 351.2285 | 352.1322 | 337.0728 | 321.3797 | 310.7167 | 304.0605 | 299.7222 | 296.6774 | 294.3481 | 292.4046 | 292.2193 | 292.1132 | 292.0054 | 291.8186 | 291.4547 | 290.7689 | 289.5445 | 287.4708 | 284.1443 | 279.1403 | 272.2401 | 263.9311 | 256.1783 | 252.9851 | 259.3485 | 277.2059 | 300.7522 | 318.839 | 325.3563 | 323.256
| reference | Total | 359.6009 | 394.2361 | 397.2773 | 382.2475 | 366.3396 | 356.0296 | 350.2268 | 347.0468 | 345.3388 | 344.4499 | 344.0055 | 343.7875 | 343.6626 | 343.5357 | 343.316 | 342.8878 | 342.081 | 340.6406 | 338.2009 | 334.2874 | 328.4003 | 320.2825 | 310.5071 | 301.3862 | 297.6295 | 305.1159 | 326.1246 | 353.8262 | 375.1047 | 382.7721 | 380.3011
Building Shell Sales Share (% of total sales)
| Scenario | Shell Type | 2020 | 2021 | 2022 | 2023 | 2024 | 2025 | 2026 | 2027 | 2028 | 2029 | 2030 | 2031 | 2032 | 2033 | 2034 | 2035 | 2036 | 2037 | 2038 | 2039 | 2040 | 2041 | 2042 | 2043 | 2044 | 2045 | 2046 | 2047 | 2048 | 2049 | 2050
| Baseline | Basic Shell | 5.455% | 5.909% | 6.364% | 6.818% | 7.273% | 7.727% | 8.182% | 8.636% | 9.091% | 9.545% | 10% | 10% | 10% | 10% | 10% | 10% | 10% | 10% | 10% | 10% | 10% | 10% | 10% | 10% | 10% | 10% | 10% | 10% | 10% | 10% | 10%
| Baseline | Deep Shell | bar: 2020 to 2050
| Baseline | Reference Shell | 89.55% | 89.09% | 88.64% | 88.18% | 87.73% | 87.27% | 86.82% | 86.36% | 85.91% | 85.45% | 85% | 85% | 85% | 85% | 85% | 85% | 85% | 85% | 85% | 85% | 85% | 85% | 85% | 85% | 85% | 85% | 85% | 85% | 85% | 85% | 85%
| Baseline | Total | 100% | 100% | 100% | 100% | 100% | 100% | 100% | 100% | 100% | 100% | 100% | 100% | 100% | 100% | 100% | 100% | 100% | 100% | 100% | 100% | 100% | 100% | 100% | 100% | 100% | 100% | 100% | 100% | 100% | 100% | 100%
Building Shell Stocks (million buildings)
| Scenario | Shell Type | 2020 | 2021 | 2022 | 2023 | 2024 | 2025 | 2026 | 2027 | 2028 | 2029 | 2030 | 2031 | 2032 | 2033 | 2034 | 2035 | 2036 | 2037 | 2038 | 2039 | 2040 | 2041 | 2042 | 2043 | 2044 | 2045 | 2046 | 2047 | 2048 | 2049 | 2050
| reference | Basic Shell | 0.034507 | 0.057803 | 0.083084 | 0.10915 | 0.13579 | 0.1633 | 0.19196 | 0.22193 | 0.25332 | 0.2862 | 0.3206 | 0.35498 | 0.38934 | 0.42369 | 0.458 | 0.49224 | 0.52635 | 0.56021 | 0.59363 | 0.62633 | 0.65784 | 0.68756 | 0.71477 | 0.73879 | 0.75932 | 0.77675 | 0.79214 | 0.8065 | 0.82009 | 0.83246 | 0.84322
| reference | Deep Shell | 0.032873 | 0.052585 | 0.072448 | 0.091561 | 0.10988 | 0.12768 | 0.14519 | 0.16254 | 0.17981 | 0.19703 | 0.21423 | 0.23142 | 0.2486 | 0.26577 | 0.28291 | 0.30001 | 0.31703 | 0.33387 | 0.35043 | 0.36648 | 0.38171 | 0.39568 | 0.40783 | 0.41758 | 0.42454 | 0.4288 | 0.43101 | 0.43211 | 0.43285 | 0.43352 | 0.4342
| reference | Reference Shell | 8.2346 | 8.2036 | 8.1705 | 8.1374 | 8.1046 | 8.0715 | 8.0375 | 8.0025 | 7.9662 | 7.9285 | 7.8893 | 7.8502 | 7.8112 | 7.7723 | 7.7335 | 7.6949 | 7.6565 | 7.6186 | 7.5815 | 7.5457 | 7.5119 | 7.4812 | 7.4549 | 7.4343 | 7.4199 | 7.4115 | 7.4072 | 7.4051 | 7.4041 | 7.4045 | 7.4066
| reference | Total | 8.302 | 8.314 | 8.326 | 8.3381 | 8.3502 | 8.3624 | 8.3747 | 8.387 | 8.3993 | 8.4117 | 8.4241 | 8.4366 | 8.4492 | 8.4618 | 8.4744 | 8.4871 | 8.4999 | 8.5127 | 8.5255 | 8.5385 | 8.5514 | 8.5644 | 8.5775 | 8.5906 | 8.6038 | 8.617 | 8.6303 | 8.6437 | 8.6571 | 8.6705 | 8.684
Building Shell Summary Metrics
|  | Metric | 2020 | 2021 | 2022 | 2023 | 2024 | 2025 | 2026 | 2027 | 2028 | 2029 | 2030 | 2031 | 2032 | 2033 | 2034 | 2035 | 2036 | 2037 | 2038 | 2039 | 2040 | 2041 | 2042 | 2043 | 2044 | 2045 | 2046 | 2047 | 2048 | 2049 | 2050
|  | Basic Shell Sales Share | 5.455% | 5.909% | 6.364% | 6.818% | 7.273% | 7.727% | 8.182% | 8.636% | 9.091% | 9.545% | 10% | 10% | 10% | 10% | 10% | 10% | 10% | 10% | 10% | 10% | 10% | 10% | 10% | 10% | 10% | 10% | 10% | 10% | 10% | 10% | 10%
|  | Basic Shell Stock Share | 0.4156% | 0.6953% | 0.9979% | 1.309% | 1.626% | 1.953% | 2.292% | 2.646% | 3.016% | 3.402% | 3.806% | 4.208% | 4.608% | 5.007% | 5.404% | 5.8% | 6.192% | 6.581% | 6.963% | 7.335% | 7.693% | 8.028% | 8.333% | 8.6% | 8.825% | 9.014% | 9.179% | 9.331% | 9.473% | 9.601% | 9.71%
|  | Basic Shell Stock (million buildings) | 0.034507 | 0.057803 | 0.083084 | 0.10915 | 0.13579 | 0.1633 | 0.19196 | 0.22193 | 0.25332 | 0.2862 | 0.3206 | 0.35498 | 0.38934 | 0.42369 | 0.458 | 0.49224 | 0.52635 | 0.56021 | 0.59363 | 0.62633 | 0.65784 | 0.68756 | 0.71477 | 0.73879 | 0.75932 | 0.77675 | 0.79214 | 0.8065 | 0.82009 | 0.83246 | 0.84322
Deep Shell Sales Share | bar: 2020 to 2050
|  | Deep Shell Stock Share | 0.396% | 0.6325% | 0.8701% | 1.098% | 1.316% | 1.527% | 1.734% | 1.938% | 2.141% | 2.342% | 2.543% | 2.743% | 2.942% | 3.141% | 3.338% | 3.535% | 3.73% | 3.922% | 4.11% | 4.292% | 4.464% | 4.62% | 4.755% | 4.861% | 4.934% | 4.976% | 4.994% | 4.999% | 5% | 5% | 5%
|  | Deep Shell Stock (million buildings) | 0.032873 | 0.052585 | 0.072448 | 0.091561 | 0.10988 | 0.12768 | 0.14519 | 0.16254 | 0.17981 | 0.19703 | 0.21423 | 0.23142 | 0.2486 | 0.26577 | 0.28291 | 0.30001 | 0.31703 | 0.33387 | 0.35043 | 0.36648 | 0.38171 | 0.39568 | 0.40783 | 0.41758 | 0.42454 | 0.4288 | 0.43101 | 0.43211 | 0.43285 | 0.43352 | 0.4342

## S1_LDVs
LDVs - Scenario 1: AP Recommendations
Annual LDV stocks and sales by vehicle type, for AP Recommendations.
Note: 2020 is a modeled year, reflecting historical trends.
Light Duty Vehicles (LDVs) Sales (thousand vehicles)
| Scenario | Vehicle Type | 2020 | 2021 | 2022 | 2023 | 2024 | 2025 | 2026 | 2027 | 2028 | 2029 | 2030 | 2031 | 2032 | 2033 | 2034 | 2035 | 2036 | 2037 | 2038 | 2039 | 2040 | 2041 | 2042 | 2043 | 2044 | 2045 | 2046 | 2047 | 2048 | 2049 | 2050
| AP Recommendations | Battery Electric | 10.8408 | 14.0101 | 17.1074 | 22.8642 | 37.5827 | 45.7564 | 89.729 | 174.2925 | 261.8661 | 345.6742 | 416.5561 | 456.093 | 502.0861 | 562.4081 | 604.4979 | 622.4001 | 628.2755 | 631.1534 | 632.7011 | 630.2394 | 625.574 | 620.9739 | 616.3926 | 606.8401 | 606.6453 | 610.7048 | 610.693 | 614.2528 | 621.9471 | 604.6341 | 618.0833
| AP Recommendations | CNG | 0.11641 | 0.09974 | 0.08408 | 0.07046 | 0.05825 | 0.04661 | 0.03607 | 0.02624 | 0.01723 | 0.00858 | 0 | 0 | 0 | 0 | 0 | 0 | 0 | 0 | 0 | 0 | 0 | 0 | 0 | 0 | 0 | 0 | 0 | 0 | 0 | 0 | 0
| AP Recommendations | Diesel | 41.8412 | 37.335 | 32.9963 | 28.5606 | 24.1058 | 19.6662 | 15.5523 | 11.5726 | 7.7142 | 3.8424 | 0 | 0 | 0 | 0 | 0 | 0 | 0 | 0 | 0 | 0 | 0 | 0 | 0 | 0 | 0 | 0 | 0 | 0 | 0 | 0 | 0
| AP Recommendations | Gasoline | 675.2268 | 653.9946 | 631.4601 | 606.2035 | 564.5402 | 512.1882 | 443.6282 | 365.4423 | 294.4623 | 232.0158 | 184.6589 | 141.8617 | 93.8979 | 43.3287 | 11.6951 | 0.31773 | 0.25654 | 0.25771 | 0.25836 | 0.25734 | 0 | 0 | 0 | 0 | 0 | 0 | 0 | 0 | 0 | 0 | 0
| AP Recommendations | Hydrogen Fuel Cell | 0 | 0 | 1.5491 | 3.0231 | 4.4279 | 5.7337 | 7.0233 | 8.2866 | 9.609 | 10.9392 | 12.2697 | 12.2031 | 12.1629 | 12.362 | 12.5754 | 12.7085 | 12.8272 | 12.8859 | 12.9175 | 12.8673 | 12.7668 | 12.6729 | 12.5794 | 12.3845 | 12.3805 | 12.4634 | 12.4631 | 12.5358 | 12.6928 | 12.3395 | 12.614
| AP Recommendations | Plug in Hybrid Electric | 6.6443 | 10.1037 | 13.8843 | 19.4769 | 33.4621 | 61.653 | 76.1287 | 61.8762 | 44.0522 | 22.8484 | 0 | 0 | 0 | 0 | 0 | 0 | 0 | 0 | 0 | 0 | 0 | 0 | 0 | 0 | 0 | 0 | 0 | 0 | 0 | 0 | 0
| AP Recommendations | Total | 734.6695 | 715.5431 | 697.0813 | 680.1988 | 664.1768 | 645.0442 | 632.0976 | 621.4965 | 617.721 | 615.3286 | 613.4847 | 610.1579 | 608.147 | 618.0988 | 628.7683 | 635.4264 | 641.3592 | 644.297 | 645.877 | 643.364 | 638.3408 | 633.6468 | 628.972 | 619.2246 | 619.0258 | 623.1681 | 623.1561 | 626.7886 | 634.64 | 616.9736 | 630.6972
Light Duty Vehicles (LDVs) Sales Shares (% of total sales)
| Scenario | Vehicle Type | 2020 | 2021 | 2022 | 2023 | 2024 | 2025 | 2026 | 2027 | 2028 | 2029 | 2030 | 2031 | 2032 | 2033 | 2034 | 2035 | 2036 | 2037 | 2038 | 2039 | 2040 | 2041 | 2042 | 2043 | 2044 | 2045 | 2046 | 2047 | 2048 | 2049 | 2050
| AP Recommendations | Battery Electric | 1.476% | 1.958% | 2.454% | 3.361% | 5.659% | 7.094% | 14.2% | 28.04% | 42.39% | 56.18% | 67.9% | 74.75% | 82.56% | 90.99% | 96.14% | 97.95% | 97.96% | 97.96% | 97.96% | 97.96% | 98% | 98% | 98% | 98% | 98% | 98% | 98% | 98% | 98% | 98% | 98%
| AP Recommendations | CNG | 0.01585% | 0.01394% | 0.01206% | 0.01036% | 0.00877% | 0.007226% | 0.005706% | 0.004222% | 0.002789% | 0.001394% | 0% | 0% | 0% | 0% | 0% | 0% | 0% | 0% | 0% | 0% | 0% | 0% | 0% | 0% | 0% | 0% | 0% | 0% | 0% | 0% | 0%
| AP Recommendations | Diesel | 5.695% | 5.218% | 4.733% | 4.199% | 3.629% | 3.049% | 2.46% | 1.862% | 1.249% | 0.6245% | 0% | 0% | 0% | 0% | 0% | 0% | 0% | 0% | 0% | 0% | 0% | 0% | 0% | 0% | 0% | 0% | 0% | 0% | 0% | 0% | 0%
| AP Recommendations | Gasoline | 91.91% | 91.4% | 90.59% | 89.12% | 85% | 79.4% | 70.18% | 58.8% | 47.67% | 37.71% | 30.1% | 23.25% | 15.44% | 7.01% | 1.86% | 0.05% | 0.04% | 0.04% | 0.04% | 0.04% | 0% | 0% | 0% | 0% | 0% | 0% | 0% | 0% | 0% | 0% | 0%
| AP Recommendations | Hydrogen Fuel Cell | 0% | 0% | 0.2222% | 0.4444% | 0.6667% | 0.8889% | 1.111% | 1.333% | 1.556% | 1.778% | 2% | 2% | 2% | 2% | 2% | 2% | 2% | 2% | 2% | 2% | 2% | 2% | 2% | 2% | 2% | 2% | 2% | 2% | 2% | 2% | 2%
| AP Recommendations | Plug in Hybrid Electric | 0.9044% | 1.412% | 1.992% | 2.863% | 5.038% | 9.558% | 12.04% | 9.956% | 7.131% | 3.713% | 0% | 0% | 0% | 0% | 0% | 0% | 0% | 0% | 0% | 0% | 0% | 0% | 0% | 0% | 0% | 0% | 0% | 0% | 0% | 0% | 0%
Light Duty Vehicles (LDVs) Stocks (million vehicles)
| Scenario | Vehicle Type | 2020 | 2021 | 2022 | 2023 | 2024 | 2025 | 2026 | 2027 | 2028 | 2029 | 2030 | 2031 | 2032 | 2033 | 2034 | 2035 | 2036 | 2037 | 2038 | 2039 | 2040 | 2041 | 2042 | 2043 | 2044 | 2045 | 2046 | 2047 | 2048 | 2049 | 2050
| AP Recommendations | Battery Electric | 0.023623 | 0.037146 | 0.053703 | 0.075892 | 0.11259 | 0.1571 | 0.2451 | 0.41678 | 0.67445 | 1.0136 | 1.4203 | 1.862 | 2.3439 | 2.8783 | 3.4448 | 4.017 | 4.5808 | 5.1307 | 5.6631 | 6.1712 | 6.6496 | 7.0948 | 7.5037 | 7.8688 | 8.1988 | 8.498 | 8.7631 | 8.9983 | 9.2096 | 9.3744 | 9.5266
| AP Recommendations | CNG | 0.001677 | 0.0016453 | 0.001605 | 0.0015566 | 0.0015006 | 0.0014381 | 0.0013694 | 0.001295 | 0.0012144 | 0.001127 | 0.0010322 | 0.0009409 | 0.00085332 | 0.00076609 | 0.00068014 | 0.00059685 | 0.00051764 | 0.00044352 | 0.00037515 | 0.00031351 | 0.00025888 | 0.00021126 | 0.0001706 | 0.00013687 | 0.00010904 | 8.614e-05 | 6.8e-05 | 5.279e-05 | 4.041e-05 | 3.163e-05 | 2.411e-05
| AP Recommendations | Diesel | 0.75019 | 0.73843 | 0.72272 | 0.70326 | 0.68032 | 0.65426 | 0.62504 | 0.59274 | 0.55726 | 0.51891 | 0.47813 | 0.4385 | 0.40015 | 0.36306 | 0.3273 | 0.29335 | 0.26113 | 0.23093 | 0.20281 | 0.17701 | 0.15374 | 0.13287 | 0.11432 | 0.098633 | 0.084704 | 0.071964 | 0.06065 | 0.050605 | 0.041078 | 0.034763 | 0.028399
| AP Recommendations | Gasoline | 9.4029 | 9.4 | 9.3927 | 9.3767 | 9.3344 | 9.2583 | 9.1267 | 8.9283 | 8.6646 | 8.3431 | 7.9794 | 7.5809 | 7.1428 | 6.6527 | 6.1309 | 5.6036 | 5.0848 | 4.5801 | 4.0934 | 3.6314 | 3.1992 | 2.7995 | 2.4345 | 2.11 | 1.8177 | 1.5533 | 1.32 | 1.1138 | 0.92946 | 0.78763 | 0.65748
| AP Recommendations | Hydrogen Fuel Cell | 9.2e-07 | 8.4e-07 | 0.0015498 | 0.0045631 | 0.008962 | 0.014638 | 0.021561 | 0.029683 | 0.039036 | 0.049594 | 0.061319 | 0.072769 | 0.083932 | 0.094999 | 0.10594 | 0.1166 | 0.1269 | 0.13668 | 0.14588 | 0.15435 | 0.16203 | 0.16891 | 0.17499 | 0.18017 | 0.18467 | 0.18866 | 0.19209 | 0.19511 | 0.19783 | 0.19981 | 0.20172
| AP Recommendations | Plug in Hybrid Electric | 0.020929 | 0.030252 | 0.043338 | 0.061939 | 0.094376 | 0.15473 | 0.22904 | 0.2884 | 0.32918 | 0.34785 | 0.34258 | 0.33614 | 0.32826 | 0.31874 | 0.30761 | 0.29487 | 0.28056 | 0.26467 | 0.24694 | 0.22709 | 0.20547 | 0.18296 | 0.16063 | 0.13959 | 0.12052 | 0.10366 | 0.088972 | 0.076282 | 0.065397 | 0.056075 | 0.047911
| AP Recommendations | Total | 10.1993 | 10.2074 | 10.2156 | 10.2239 | 10.2322 | 10.2405 | 10.2488 | 10.2573 | 10.2657 | 10.2742 | 10.2827 | 10.2913 | 10.2999 | 10.3085 | 10.3172 | 10.326 | 10.3347 | 10.3436 | 10.3524 | 10.3613 | 10.3703 | 10.3793 | 10.3883 | 10.3974 | 10.4065 | 10.4157 | 10.4249 | 10.4341 | 10.4434 | 10.4527 | 10.4621
LDV ZEV Summary Metrics
|  | Metric | 2020 | 2021 | 2022 | 2023 | 2024 | 2025 | 2026 | 2027 | 2028 | 2029 | 2030 | 2031 | 2032 | 2033 | 2034 | 2035 | 2036 | 2037 | 2038 | 2039 | 2040 | 2041 | 2042 | 2043 | 2044 | 2045 | 2046 | 2047 | 2048 | 2049 | 2050
|  | Sales Share ZEVs | 2.38% | 3.37% | 4.668% | 6.669% | 11.36% | 17.54% | 27.35% | 39.33% | 51.08% | 61.67% | 69.9% | 76.75% | 84.56% | 92.99% | 98.14% | 99.95% | 99.96% | 99.96% | 99.96% | 99.96% | 100% | 100% | 100% | 100% | 100% | 100% | 100% | 100% | 100% | 100% | 100%
|  | Stock share ZEVs | 0.4368% | 0.6603% | 0.9651% | 1.393% | 2.11% | 3.188% | 4.837% | 7.164% | 10.16% | 13.73% | 17.74% | 22.07% | 26.76% | 31.94% | 37.4% | 42.89% | 48.27% | 53.48% | 58.5% | 63.24% | 67.67% | 71.75% | 75.46% | 78.76% | 81.72% | 84.4% | 86.76% | 88.84% | 90.71% | 92.13% | 93.44%
|  | LDV ZEVs on the Road (million vehicles) | 0.044553 | 0.067399 | 0.098591 | 0.14239 | 0.21593 | 0.32648 | 0.4957 | 0.73487 | 1.0427 | 1.411 | 1.8242 | 2.271 | 2.7561 | 3.292 | 3.8583 | 4.4285 | 4.9882 | 5.5321 | 6.0559 | 6.5526 | 7.0171 | 7.4467 | 7.8393 | 8.1886 | 8.504 | 8.7903 | 9.0441 | 9.2697 | 9.4728 | 9.6303 | 9.7762

## S1_MHDVs
MHDVs - Scenario 1: AP Recommendations
Annual MHDV stocks and sales by vehicle type, for AP Recommendations.
Note: 2020 is a modeled year, reflecting historical trends.
Total Medium and Heavy Duty Vehicles (MDVs and HDVs) Sales (thousand vehicles)
| Scenario | Vehicle type | 2020 | 2021 | 2022 | 2023 | 2024 | 2025 | 2026 | 2027 | 2028 | 2029 | 2030 | 2031 | 2032 | 2033 | 2034 | 2035 | 2036 | 2037 | 2038 | 2039 | 2040 | 2041 | 2042 | 2043 | 2044 | 2045 | 2046 | 2047 | 2048 | 2049 | 2050
| AP Recommendations | Battery Electric | 0 | 0.1805 | 0.34214 | 0.49726 | 0.65303 | 0.89559 | 1.1721 | 1.717 | 2.3601 | 2.9981 | 3.6781 | 4.1756 | 4.6452 | 5.0977 | 5.5962 | 6.0416 | 6.3632 | 6.7094 | 7.1827 | 7.6895 | 8.2247 | 8.7811 | 9.2458 | 9.7059 | 10.0627 | 10.1622 | 10.1814 | 10.177 | 10.1547 | 10.1206 | 10.0808
| AP Recommendations | CNG | 0.21226 | 0.19622 | 0.18608 | 0.18044 | 0.17793 | 0.17724 | 0.1774 | 0.17775 | 0.1778 | 0.17738 | 0.17639 | 0.17493 | 0.17309 | 0.17113 | 0.16932 | 0.16785 | 0.16702 | 0.16691 | 0.16761 | 0.16901 | 0.17093 | 0.17313 | 0.17533 | 0.17727 | 0.1788 | 0.17982 | 0.18032 | 0.18034 | 0.17998 | 0.17937 | 0.17863
| AP Recommendations | Diesel | 9.014 | 8.2873 | 7.8042 | 7.5079 | 7.3404 | 7.2302 | 7.144 | 7.0047 | 6.8381 | 6.6597 | 6.4528 | 6.2834 | 5.8144 | 5.2083 | 4.5545 | 3.9795 | 3.5764 | 3.1855 | 2.6929 | 2.2007 | 1.7048 | 1.1989 | 0.79552 | 0.38206 | 0.06058 | 0 | 0 | 0 | 0 | 0 | 0
| AP Recommendations | Diesel Electric Hybrid | 0 | 0 | 0 | 0 | 0 | 0 | 0 | 0 | 0 | 0 | 0 | 0 | 0 | 0 | 0 | 0 | 0 | 0 | 0 | 0 | 0 | 0 | 0 | 0 | 0 | 0 | 0 | 0 | 0 | 0 | 0
| AP Recommendations | Gasoline | 4.5638 | 4.062 | 3.703 | 3.4467 | 3.2561 | 3.029 | 2.7951 | 2.3302 | 1.7746 | 1.2142 | 0.6077 | 0.14781 | 0 | 0 | 0 | 0 | 0 | 0 | 0 | 0 | 0 | 0 | 0 | 0 | 0 | 0 | 0 | 0 | 0 | 0 | 0
| AP Recommendations | Hydrogen Fuel Cell | 0 | 0.02351 | 0.04441 | 0.06417 | 0.08366 | 0.11397 | 0.15284 | 0.22575 | 0.31169 | 0.39854 | 0.49316 | 0.5627 | 0.63115 | 0.69939 | 0.77502 | 0.84367 | 0.89417 | 0.94559 | 1.0113 | 1.078 | 1.1449 | 1.2113 | 1.2627 | 1.3121 | 1.3478 | 1.3509 | 1.3458 | 1.3405 | 1.3355 | 1.3314 | 1.3286
| AP Recommendations | Total | 13.7901 | 12.7495 | 12.0798 | 11.6964 | 11.5111 | 11.4461 | 11.4414 | 11.4554 | 11.4622 | 11.4479 | 11.4081 | 11.3445 | 11.2638 | 11.1765 | 11.095 | 11.0326 | 11.0008 | 11.0074 | 11.0545 | 11.1373 | 11.2453 | 11.3644 | 11.4794 | 11.5774 | 11.6499 | 11.6929 | 11.7075 | 11.6978 | 11.6701 | 11.6313 | 11.588
Medium and Heavy Duty Vehicles (MDVs and HDVs) Sales Share (% of total sales)
| Scenario | Vehicle type | 2020 | 2021 | 2022 | 2023 | 2024 | 2025 | 2026 | 2027 | 2028 | 2029 | 2030 | 2031 | 2032 | 2033 | 2034 | 2035 | 2036 | 2037 | 2038 | 2039 | 2040 | 2041 | 2042 | 2043 | 2044 | 2045 | 2046 | 2047 | 2048 | 2049 | 2050
| AP Recommendations | Battery Electric | 0% | 1.416% | 2.832% | 4.251% | 5.673% | 7.824% | 10.24% | 14.99% | 20.59% | 26.19% | 32.24% | 36.81% | 41.24% | 45.61% | 50.44% | 54.76% | 57.84% | 60.95% | 64.98% | 69.04% | 73.14% | 77.27% | 80.54% | 83.84% | 86.38% | 86.91% | 86.96% | 87% | 87.01% | 87.01% | 86.99%
| AP Recommendations | CNG | 1.539% | 1.539% | 1.54% | 1.543% | 1.546% | 1.548% | 1.551% | 1.552% | 1.551% | 1.549% | 1.546% | 1.542% | 1.537% | 1.531% | 1.526% | 1.521% | 1.518% | 1.516% | 1.516% | 1.518% | 1.52% | 1.523% | 1.527% | 1.531% | 1.535% | 1.538% | 1.54% | 1.542% | 1.542% | 1.542% | 1.542%
| AP Recommendations | Diesel | 65.37% | 65% | 64.61% | 64.19% | 63.77% | 63.17% | 62.44% | 61.15% | 59.66% | 58.17% | 56.56% | 55.39% | 51.62% | 46.6% | 41.05% | 36.07% | 32.51% | 28.94% | 24.36% | 19.76% | 15.16% | 10.55% | 6.93% | 3.3% | 0.52% | 0% | 0% | 0% | 0% | 0% | 0%
| AP Recommendations | Diesel Electric Hybrid | bar: 2020 to 2050
| AP Recommendations | Gasoline | 33.09% | 31.86% | 30.65% | 29.47% | 28.29% | 26.46% | 24.43% | 20.34% | 15.48% | 10.61% | 5.327% | 1.303% | 0% | 0% | 0% | 0% | 0% | 0% | 0% | 0% | 0% | 0% | 0% | 0% | 0% | 0% | 0% | 0% | 0% | 0% | 0%
| AP Recommendations | Hydrogen Fuel Cell | 0% | 0.1844% | 0.3676% | 0.5486% | 0.7268% | 0.9957% | 1.336% | 1.971% | 2.719% | 3.481% | 4.323% | 4.96% | 5.603% | 6.258% | 6.985% | 7.647% | 8.128% | 8.59% | 9.149% | 9.679% | 10.18% | 10.66% | 11% | 11.33% | 11.57% | 11.55% | 11.5% | 11.46% | 11.44% | 11.45% | 11.46%
| AP Recommendations | Total | 100% | 100% | 100% | 100% | 100% | 100% | 100% | 100% | 100% | 100% | 100% | 100% | 100% | 100% | 100% | 100% | 100% | 100% | 100% | 100% | 100% | 100% | 100% | 100% | 100% | 100% | 100% | 100% | 100% | 100% | 100%
Total Medium and Heavy Duty Vehicles (MDVs and HDVs) Stocks (thousand vehicles)
| Scenario | Vehicle type | 2020 | 2021 | 2022 | 2023 | 2024 | 2025 | 2026 | 2027 | 2028 | 2029 | 2030 | 2031 | 2032 | 2033 | 2034 | 2035 | 2036 | 2037 | 2038 | 2039 | 2040 | 2041 | 2042 | 2043 | 2044 | 2045 | 2046 | 2047 | 2048 | 2049 | 2050
| AP Recommendations | Battery Electric | 0.0016 | 0.182 | 0.52404 | 1.0212 | 1.6741 | 2.5695 | 3.7412 | 5.4573 | 7.8155 | 10.81 | 14.4814 | 18.6452 | 23.2706 | 28.3361 | 33.8818 | 39.8466 | 46.096 | 52.641 | 59.592 | 66.9622 | 74.7559 | 82.9669 | 91.4726 | 100.235 | 109.115 | 117.8191 | 126.2304 | 134.2903 | 141.9486 | 149.1649 | 155.91
| AP Recommendations | CNG | 0.82013 | 0.99305 | 1.157 | 1.3161 | 1.4729 | 1.6288 | 1.7845 | 1.9395 | 2.0934 | 2.2448 | 2.3925 | 2.5352 | 2.6715 | 2.7999 | 2.9194 | 3.0288 | 3.1276 | 3.2152 | 3.2914 | 3.3564 | 3.4106 | 3.4546 | 3.4894 | 3.516 | 3.5359 | 3.5503 | 3.5606 | 3.568 | 3.5734 | 3.5777 | 3.5813
| AP Recommendations | Diesel | 149.6327 | 149.7045 | 149.7337 | 149.7232 | 149.6739 | 149.5644 | 149.3776 | 149.0456 | 148.5423 | 147.8661 | 147.0017 | 145.9995 | 144.5699 | 142.5804 | 139.9819 | 136.8444 | 133.3257 | 129.4202 | 125.0083 | 120.077 | 114.6175 | 108.6251 | 102.2189 | 95.4152 | 88.3396 | 81.2912 | 74.3702 | 67.6161 | 61.0665 | 54.7568 | 48.7198
| AP Recommendations | Diesel Electric Hybrid | 0 | 0 | 0 | 0 | 0 | 0 | 0 | 0 | 0 | 0 | 0 | 0 | 0 | 0 | 0 | 0 | 0 | 0 | 0 | 0 | 0 | 0 | 0 | 0 | 0 | 0 | 0 | 0 | 0 | 0 | 0
| AP Recommendations | Gasoline | 78.2761 | 77.9807 | 77.5551 | 77.0001 | 76.3118 | 75.4127 | 74.2769 | 72.6704 | 70.5094 | 67.8017 | 64.5157 | 60.8119 | 57.0141 | 53.2779 | 49.6073 | 46.0022 | 42.4597 | 38.9756 | 35.5474 | 32.1762 | 28.8695 | 25.6418 | 22.5146 | 19.5152 | 16.6745 | 14.0233 | 11.5901 | 9.3983 | 7.4638 | 5.7941 | 4.3873
| AP Recommendations | Hydrogen Fuel Cell | 0 | 0.02351 | 0.06792 | 0.13209 | 0.21576 | 0.32969 | 0.4825 | 0.70813 | 1.0196 | 1.4177 | 1.91 | 2.4712 | 3.0998 | 3.795 | 4.5635 | 5.3971 | 6.2765 | 7.2006 | 8.1815 | 9.2176 | 10.3057 | 11.4415 | 12.606 | 13.7925 | 14.9823 | 16.1377 | 17.2455 | 18.3002 | 19.2975 | 20.2342 | 21.1082
| AP Recommendations | Total | 228.7305 | 228.8838 | 229.0378 | 229.1927 | 229.3485 | 229.5051 | 229.6627 | 229.821 | 229.9802 | 230.1403 | 230.3013 | 230.4631 | 230.6258 | 230.7894 | 230.9539 | 231.1192 | 231.2855 | 231.4526 | 231.6206 | 231.7895 | 231.9593 | 232.1299 | 232.3015 | 232.474 | 232.6473 | 232.8216 | 232.9968 | 233.1729 | 233.3498 | 233.5277 | 233.7065
MHDV ZEV Summary Metrics
|  | Metric | 2020 | 2021 | 2022 | 2023 | 2024 | 2025 | 2026 | 2027 | 2028 | 2029 | 2030 | 2031 | 2032 | 2033 | 2034 | 2035 | 2036 | 2037 | 2038 | 2039 | 2040 | 2041 | 2042 | 2043 | 2044 | 2045 | 2046 | 2047 | 2048 | 2049 | 2050
|  | Sales Share ZEVs | 1.539% | 3.139% | 4.74% | 6.343% | 7.946% | 10.37% | 13.13% | 18.51% | 24.86% | 31.22% | 38.11% | 43.31% | 48.38% | 53.4% | 58.95% | 63.93% | 67.49% | 71.06% | 75.64% | 80.24% | 84.84% | 89.45% | 93.07% | 96.7% | 99.48% | 100% | 100% | 100% | 100% | 100% | 100%
|  | Stock share ZEVs | 0.3593% | 0.5237% | 0.7636% | 1.077% | 1.466% | 1.973% | 2.616% | 3.527% | 4.752% | 6.289% | 8.156% | 10.26% | 12.59% | 15.14% | 17.91% | 20.89% | 24% | 27.24% | 30.68% | 34.31% | 38.14% | 42.16% | 46.31% | 50.56% | 54.86% | 59.06% | 63.11% | 66.97% | 70.63% | 74.07% | 77.28%
|  | MHDV ZEVs on the Road (thousand vehicles) | 0.82173 | 1.1986 | 1.749 | 2.4694 | 3.3628 | 4.528 | 6.0081 | 8.105 | 10.9285 | 14.4725 | 18.7839 | 23.6516 | 29.0418 | 34.931 | 41.3647 | 48.2726 | 55.5001 | 63.0568 | 71.065 | 79.5362 | 88.4722 | 97.863 | 107.568 | 117.5435 | 127.6332 | 137.5071 | 147.0365 | 156.1585 | 164.8195 | 172.9768 | 180.5994

## S1_Space Heating-Res
Residential Space Heating - Scenario 1: AP Recommendations
Annual residential space heating stocks and sales by device type, for AP Recommendations.
Note: 2020 is a modeled year, reflecting historical trends.
| Total: All Households | [6 empty] | Single Family Households | [8 empty] | Multi Family Households | [9 empty] | All Households, with Heat Pump Breakdown
All building types
Residential Space Heating Sales (thousand devices)
|  | Scenario | Device Category | 2020 | 2021 | 2022 | 2023 | 2024 | 2025 | 2026 | 2027 | 2028 | 2029 | 2030 | 2031 | 2032 | 2033 | 2034 | 2035 | 2036 | 2037 | 2038 | 2039 | 2040 | 2041 | 2042 | 2043 | 2044 | 2045 | 2046 | 2047 | 2048 | 2049 | 2050
|  | AP Recommendations | Reference Distillate | 29.6054 | 22.9522 | 16.2022 | 9.8549 | 4.3445 | 0 | 0 | 0 | 0 | 0 | 0 | 0 | 0 | 0 | 0 | 0 | 0 | 0 | 0 | 0 | 0 | 0 | 0 | 0 | 0 | 0 | 0 | 0 | 0 | 0 | 0
|  | AP Recommendations | Reference Natural Gas | 223.0834 | 185.3694 | 144.6035 | 92.8404 | 44.1485 | 0 | 0 | 0 | 0 | 0 | 0 | 0 | 0 | 0 | 0 | 0 | 0 | 0 | 0 | 0 | 0 | 0 | 0 | 0 | 0 | 0 | 0 | 0 | 0 | 0 | 0
|  | AP Recommendations | Reference Electric | 26.8613 | 26.0328 | 24.4892 | 22.3213 | 19.6556 | 16.6338 | 13.3909 | 10.0392 | 6.6604 | 4.1273 | 1.6309 | 1.2938 | 0.96271 | 0.63751 | 0.31726 | 0 | 0 | 0 | 0 | 0 | 0 | 0 | 0 | 0 | 0 | 0 | 0 | 0 | 0 | 0 | 0
|  | AP Recommendations | Efficient Distillate | 0 | 4.1511 | 7.8144 | 10.6947 | 12.5729 | 13.3193 | 10.739 | 8.0633 | 5.3575 | 2.6625 | 0 | 0 | 0 | 0 | 0 | 0 | 0 | 0 | 0 | 0 | 0 | 0 | 0 | 0 | 0 | 0 | 0 | 0 | 0 | 0 | 0
|  | AP Recommendations | Efficient Natural Gas | 29.6054 | 93.625 | 156.5222 | 209.4013 | 245.7094 | 285.8847 | 285.2735 | 279.7116 | 274.2085 | 272.7518 | 54.9133 | 43.5647 | 32.417 | 21.4675 | 10.6837 | 0 | 0 | 0 | 0 | 0 | 0 | 0 | 0 | 0 | 0 | 0 | 0 | 0 | 0 | 0 | 0
|  | AP Recommendations | Heat Pump | 0 | 1.0871 | 3.8438 | 24.449 | 55.0855 | 73.9182 | 86.3877 | 101.4 | 114.6041 | 121.7679 | 344.6846 | 353.0328 | 361.386 | 370.0342 | 379.3312 | 389.7278 | 390.7509 | 393.8676 | 399.4871 | 407.9059 | 419.2432 | 433.3926 | 449.9923 | 468.4106 | 487.7382 | 506.7946 | 524.1819 | 538.4324 | 548.2743 | 552.9578 | 552.5144
|  | AP Recommendations | Other | 17.9383 | 17.3937 | 16.3571 | 14.8956 | 13.0998 | 11.0691 | 8.8966 | 6.6588 | 4.4104 | 2.2178 | 0.06473 | 0.05119 | 0.03796 | 0.02503 | 0.01239 | 0 | 0 | 0 | 0 | 0 | 0 | 0 | 0 | 0 | 0 | 0 | 0 | 0 | 0 | 0 | 0
|  | AP Recommendations | Total | 327.0937 | 350.6112 | 369.8326 | 384.4571 | 394.6163 | 400.8251 | 404.6877 | 405.8729 | 405.2409 | 403.5274 | 401.2936 | 397.9426 | 394.8037 | 392.1643 | 390.3446 | 389.7278 | 390.7509 | 393.8676 | 399.4871 | 407.9059 | 419.2432 | 433.3926 | 449.9923 | 468.4106 | 487.7382 | 506.7946 | 524.1819 | 538.4324 | 548.2743 | 552.9578 | 552.5144
Residential Space Heating Sales Share (% total sales)
|  | Scenario | Device Category | 2020 | 2021 | 2022 | 2023 | 2024 | 2025 | 2026 | 2027 | 2028 | 2029 | 2030 | 2031 | 2032 | 2033 | 2034 | 2035 | 2036 | 2037 | 2038 | 2039 | 2040 | 2041 | 2042 | 2043 | 2044 | 2045 | 2046 | 2047 | 2048 | 2049 | 2050
|  | AP Recommendations | Reference Distillate | 9.051% | 6.546% | 4.381% | 2.563% | 1.101% | 0% | 0% | 0% | 0% | 0% | 0% | 0% | 0% | 0% | 0% | 0% | 0% | 0% | 0% | 0% | 0% | 0% | 0% | 0% | 0% | 0% | 0% | 0% | 0% | 0% | 0%
|  | AP Recommendations | Reference Natural Gas | 68.2% | 52.87% | 39.1% | 24.15% | 11.19% | 0% | 0% | 0% | 0% | 0% | 0% | 0% | 0% | 0% | 0% | 0% | 0% | 0% | 0% | 0% | 0% | 0% | 0% | 0% | 0% | 0% | 0% | 0% | 0% | 0% | 0%
|  | AP Recommendations | Reference Electric | 8.212% | 7.425% | 6.622% | 5.806% | 4.981% | 4.15% | 3.309% | 2.473% | 1.644% | 1.023% | 0.4064% | 0.3251% | 0.2438% | 0.1626% | 0.08128% | 0% | 0% | 0% | 0% | 0% | 0% | 0% | 0% | 0% | 0% | 0% | 0% | 0% | 0% | 0% | 0%
|  | AP Recommendations | Efficient Distillate | 0% | 1.184% | 2.113% | 2.782% | 3.186% | 3.323% | 2.654% | 1.987% | 1.322% | 0.6598% | 0% | 0% | 0% | 0% | 0% | 0% | 0% | 0% | 0% | 0% | 0% | 0% | 0% | 0% | 0% | 0% | 0% | 0% | 0% | 0% | 0%
|  | AP Recommendations | Efficient Natural Gas | 9.051% | 26.7% | 42.32% | 54.47% | 62.27% | 71.32% | 70.49% | 68.92% | 67.67% | 67.59% | 13.68% | 10.95% | 8.211% | 5.474% | 2.737% | 0% | 0% | 0% | 0% | 0% | 0% | 0% | 0% | 0% | 0% | 0% | 0% | 0% | 0% | 0% | 0%
|  | AP Recommendations | Heat Pump | 0% | 0.31% | 1.039% | 6.359% | 13.96% | 18.44% | 21.35% | 24.98% | 28.28% | 30.18% | 85.89% | 88.71% | 91.54% | 94.36% | 97.18% | 100% | 100% | 100% | 100% | 100% | 100% | 100% | 100% | 100% | 100% | 100% | 100% | 100% | 100% | 100% | 100%
|  | AP Recommendations | Other | 5.484% | 4.961% | 4.423% | 3.874% | 3.32% | 2.762% | 2.198% | 1.641% | 1.088% | 0.5496% | 0.01613% | 0.01286% | 0.009615% | 0.006383% | 0.003174% | 0% | 0% | 0% | 0% | 0% | 0% | 0% | 0% | 0% | 0% | 0% | 0% | 0% | 0% | 0% | 0%
|  | AP Recommendations | Total | 100% | 100% | 100% | 100% | 100% | 100% | 100% | 100% | 100% | 100% | 100% | 100% | 100% | 100% | 100% | 100% | 100% | 100% | 100% | 100% | 100% | 100% | 100% | 100% | 100% | 100% | 100% | 100% | 100% | 100% | 100%
|  | AP Recommendations | Ductless Air Source Heat Pump | 0% | 0.2374% | 0.7949% | 4.626% | 9.905% | 13.01% | 15.01% | 17.53% | 19.81% | 21.1% | 59.04% | 61.23% | 63.43% | 65.63% | 67.83% | 70.04% | 70.08% | 70.12% | 70.16% | 70.19% | 70.23% | 70.26% | 70.28% | 70.3% | 70.31% | 70.33% | 70.36% | 70.39% | 70.43% | 70.49% | 70.55%
|  | AP Recommendations | Ground Source Heat Pump | 0% | 0.04168% | 0.1406% | 1.098% | 2.659% | 3.588% | 4.198% | 4.954% | 5.64% | 6.057% | 18.27% | 18.61% | 18.96% | 19.29% | 19.63% | 19.96% | 19.92% | 19.88% | 19.84% | 19.81% | 19.77% | 19.74% | 19.72% | 19.7% | 19.69% | 19.67% | 19.64% | 19.61% | 19.57% | 19.51% | 19.45%
|  | AP Recommendations | Hybrid Gas Electric Heat Pump | 0% | 0.0155% | 0.05197% | 0.318% | 0.698% | 0.9221% | 1.067% | 1.249% | 1.414% | 1.509% | 4.295% | 4.436% | 4.577% | 4.718% | 4.859% | 5% | 5% | 5% | 5% | 5% | 5% | 5% | 5% | 5% | 5% | 5% | 5% | 5% | 5% | 5% | 5%
|  | AP Recommendations | Hybrid Oil Electric Heat Pump | 0% | 0.0155% | 0.05197% | 0.318% | 0.698% | 0.9221% | 1.067% | 1.249% | 1.414% | 1.509% | 4.295% | 4.436% | 4.577% | 4.718% | 4.859% | 5% | 5% | 5% | 5% | 5% | 5% | 5% | 5% | 5% | 5% | 5% | 5% | 5% | 5% | 5% | 5%
| Note: This is the sum of hybrid gas electric and hybrid oil electric | AP Recommendations | Hybrid Heat Pump | 0% | 0.03101% | 0.1039% | 0.6359% | 1.396% | 1.844% | 2.135% | 2.498% | 2.828% | 3.018% | 8.589% | 8.871% | 9.154% | 9.436% | 9.718% | 10% | 10% | 10% | 10% | 10% | 10% | 10% | 10% | 10% | 10% | 10% | 10% | 10% | 10% | 10% | 10%
Residential Space Heating Stocks (million devices)
|  | Scenario | Device Category | 2020 | 2021 | 2022 | 2023 | 2024 | 2025 | 2026 | 2027 | 2028 | 2029 | 2030 | 2031 | 2032 | 2033 | 2034 | 2035 | 2036 | 2037 | 2038 | 2039 | 2040 | 2041 | 2042 | 2043 | 2044 | 2045 | 2046 | 2047 | 2048 | 2049 | 2050
|  | AP Recommendations | Reference Distillate | 1.3992 | 1.3662 | 1.322 | 1.2678 | 1.2054 | 1.1367 | 1.067 | 0.99696 | 0.92708 | 0.85781 | 0.78946 | 0.7223 | 0.65661 | 0.59267 | 0.53079 | 0.47132 | 0.41465 | 0.36115 | 0.31118 | 0.26506 | 0.22306 | 0.18534 | 0.15196 | 0.12289 | 0.097976 | 0.07697 | 0.059558 | 0.045371 | 0.034016 | 0.025091 | 0.018205
|  | AP Recommendations | Reference Natural Gas | 5.4251 | 5.3861 | 5.2927 | 5.1372 | 4.9256 | 4.6653 | 4.4027 | 4.1395 | 3.8772 | 3.6167 | 3.3589 | 3.1045 | 2.8545 | 2.6097 | 2.3713 | 2.1403 | 1.9178 | 1.7051 | 1.5034 | 1.3135 | 1.1366 | 0.97333 | 0.82435 | 0.69002 | 0.57047 | 0.46556 | 0.37488 | 0.29773 | 0.23317 | 0.18003 | 0.13701
|  | AP Recommendations | Reference Electric | 0.65112 | 0.64745 | 0.64017 | 0.6292 | 0.61459 | 0.59649 | 0.57515 | 0.5508 | 0.52363 | 0.49462 | 0.46386 | 0.43351 | 0.40358 | 0.37407 | 0.34501 | 0.31645 | 0.28877 | 0.26203 | 0.23631 | 0.21169 | 0.18823 | 0.166 | 0.14503 | 0.12538 | 0.10711 | 0.090261 | 0.074905 | 0.061102 | 0.048903 | 0.038335 | 0.029385
|  | AP Recommendations | Efficient Distillate | 0 | 0.0041511 | 0.011966 | 0.02266 | 0.035233 | 0.048551 | 0.059286 | 0.067339 | 0.072674 | 0.075292 | 0.075209 | 0.075067 | 0.074837 | 0.074484 | 0.073962 | 0.073222 | 0.072203 | 0.070846 | 0.069085 | 0.066863 | 0.06413 | 0.060854 | 0.057028 | 0.052675 | 0.047856 | 0.042671 | 0.037254 | 0.031769 | 0.026397 | 0.021315 | 0.016681
|  | AP Recommendations | Efficient Natural Gas | 0.047525 | 0.14115 | 0.29767 | 0.50706 | 0.75273 | 1.0385 | 1.3236 | 1.6028 | 1.876 | 2.1471 | 2.199 | 2.2379 | 2.2629 | 2.2735 | 2.2686 | 2.2469 | 2.2178 | 2.1798 | 2.1313 | 2.071 | 1.9978 | 1.9112 | 1.8111 | 1.698 | 1.5732 | 1.4388 | 1.2976 | 1.1529 | 1.0081 | 0.86693 | 0.73274
|  | AP Recommendations | Heat Pump | 0 | 0.0010871 | 0.0049309 | 0.02938 | 0.084464 | 0.15838 | 0.24474 | 0.34607 | 0.46049 | 0.58184 | 0.92567 | 1.2771 | 1.6356 | 2.0009 | 2.3724 | 2.75 | 3.1225 | 3.4898 | 3.8519 | 4.2086 | 4.5598 | 4.9051 | 5.2438 | 5.575 | 5.897 | 6.2082 | 6.5062 | 6.7885 | 7.0528 | 7.2967 | 7.5185
|  | AP Recommendations | Other | 0.43422 | 0.42575 | 0.41578 | 0.40431 | 0.39136 | 0.37694 | 0.36104 | 0.34367 | 0.3248 | 0.30446 | 0.28264 | 0.26145 | 0.24085 | 0.22085 | 0.20147 | 0.18275 | 0.16472 | 0.14745 | 0.13097 | 0.11534 | 0.10059 | 0.086757 | 0.073898 | 0.062056 | 0.05128 | 0.041617 | 0.033099 | 0.025744 | 0.019538 | 0.014436 | 0.01036
|  | AP Recommendations | Total | 7.9571 | 7.9719 | 7.9853 | 7.9977 | 8.0094 | 8.0209 | 8.0335 | 8.0472 | 8.0619 | 8.0778 | 8.0948 | 8.1118 | 8.129 | 8.1462 | 8.1635 | 8.181 | 8.1985 | 8.2162 | 8.2341 | 8.2521 | 8.2702 | 8.2886 | 8.3072 | 8.3259 | 8.3449 | 8.3641 | 8.3835 | 8.4031 | 8.4229 | 8.4428 | 8.4629
|  | AP Recommendations | Ductless Air Source Heat Pump | 0 | 0.0008322 | 0.0037719 | 0.021556 | 0.060641 | 0.11278 | 0.17353 | 0.24465 | 0.32484 | 0.40975 | 0.64611 | 0.88868 | 1.1371 | 1.3909 | 1.6499 | 1.9136 | 2.1734 | 2.4289 | 2.6798 | 2.9257 | 3.166 | 3.4002 | 3.6276 | 3.8471 | 4.0576 | 4.258 | 4.447 | 4.6235 | 4.7865 | 4.9355 | 5.0702
|  | AP Recommendations | Ground Source Heat Pump | 0 | 0.00014614 | 0.00066595 | 0.0048862 | 0.015377 | 0.029759 | 0.046748 | 0.066853 | 0.089704 | 0.11413 | 0.18741 | 0.26141 | 0.33614 | 0.4116 | 0.48789 | 0.56513 | 0.64212 | 0.71911 | 0.79643 | 0.8744 | 0.95332 | 1.0334 | 1.1149 | 1.1975 | 1.2811 | 1.365 | 1.4483 | 1.53 | 1.6086 | 1.6827 | 1.751
|  | AP Recommendations | Hybrid Gas Electric Heat Pump | 0 | 5.436e-05 | 0.00024655 | 0.001469 | 0.0042232 | 0.007919 | 0.012238 | 0.017305 | 0.023029 | 0.0291 | 0.046296 | 0.063872 | 0.081799 | 0.10005 | 0.11861 | 0.13745 | 0.15599 | 0.17422 | 0.1921 | 0.20961 | 0.22671 | 0.24335 | 0.25947 | 0.27501 | 0.28988 | 0.304 | 0.31728 | 0.32965 | 0.34104 | 0.35141 | 0.36077
|  | AP Recommendations | Hybrid Oil Electric Heat Pump | 0 | 5.436e-05 | 0.00024654 | 0.0014688 | 0.0042223 | 0.0079142 | 0.01222 | 0.017255 | 0.022912 | 0.028862 | 0.045862 | 0.063141 | 0.080639 | 0.09829 | 0.11603 | 0.13379 | 0.15098 | 0.16757 | 0.18355 | 0.19894 | 0.21377 | 0.22809 | 0.24194 | 0.2554 | 0.26849 | 0.28122 | 0.29355 | 0.3054 | 0.31663 | 0.32707 | 0.33653
| Note: This is the sum of hybrid gas electric and hybrid oil electric | AP Recommendations | Hybrid Heat Pump | 0 | 0.00010872 | 0.00049309 | 0.0029378 | 0.0084455 | 0.015833 | 0.024458 | 0.034561 | 0.045941 | 0.057962 | 0.092158 | 0.12701 | 0.16244 | 0.19834 | 0.23464 | 0.27124 | 0.30697 | 0.34179 | 0.37565 | 0.40855 | 0.44048 | 0.47143 | 0.50141 | 0.5304 | 0.55837 | 0.58522 | 0.61083 | 0.63505 | 0.65767 | 0.67848 | 0.6973
HP Summary Metrics
|  |  | Metric | 2020 | 2021 | 2022 | 2023 | 2024 | 2025 | 2026 | 2027 | 2028 | 2029 | 2030 | 2031 | 2032 | 2033 | 2034 | 2035 | 2036 | 2037 | 2038 | 2039 | 2040 | 2041 | 2042 | 2043 | 2044 | 2045 | 2046 | 2047 | 2048 | 2049 | 2050
|  |  | Sales Share | 0% | 0.31% | 1.039% | 6.359% | 13.96% | 18.44% | 21.35% | 24.98% | 28.28% | 30.18% | 85.89% | 88.71% | 91.54% | 94.36% | 97.18% | 100% | 100% | 100% | 100% | 100% | 100% | 100% | 100% | 100% | 100% | 100% | 100% | 100% | 100% | 100% | 100%
|  |  | Stock share HP | 0% | 0.01364% | 0.06175% | 0.3674% | 1.055% | 1.975% | 3.046% | 4.3% | 5.712% | 7.203% | 11.44% | 15.74% | 20.12% | 24.56% | 29.06% | 33.61% | 38.09% | 42.47% | 46.78% | 51% | 55.14% | 59.18% | 63.12% | 66.96% | 70.67% | 74.22% | 77.61% | 80.79% | 83.73% | 86.42% | 88.84%
|  |  | Total HP Stock (million devices) | 0 | 0.0010871 | 0.0049309 | 0.02938 | 0.084464 | 0.15838 | 0.24474 | 0.34607 | 0.46049 | 0.58184 | 0.92567 | 1.2771 | 1.6356 | 2.0009 | 2.3724 | 2.75 | 3.1225 | 3.4898 | 3.8519 | 4.2086 | 4.5598 | 4.9051 | 5.2438 | 5.575 | 5.897 | 6.2082 | 6.5062 | 6.7885 | 7.0528 | 7.2967 | 7.5185
|  |  | Total Diesel Stock (million devices) | 1.3992 | 1.3704 | 1.334 | 1.2905 | 1.2406 | 1.1853 | 1.1263 | 1.0643 | 0.99976 | 0.9331 | 0.86467 | 0.79737 | 0.73145 | 0.66715 | 0.60475 | 0.54455 | 0.48685 | 0.43199 | 0.38026 | 0.33192 | 0.28719 | 0.24619 | 0.20899 | 0.17557 | 0.14583 | 0.11964 | 0.096811 | 0.077141 | 0.060413 | 0.046406 | 0.034886
Single Family
Residential Space Heating Sales (thousand devices)
|  | Scenario | Device Category | 2020 | 2021 | 2022 | 2023 | 2024 | 2025 | 2026 | 2027 | 2028 | 2029 | 2030 | 2031 | 2032 | 2033 | 2034 | 2035 | 2036 | 2037 | 2038 | 2039 | 2040 | 2041 | 2042 | 2043 | 2044 | 2045 | 2046 | 2047 | 2048 | 2049 | 2050
|  | AP Recommendations | Reference Distillate | 13.977 | 10.8212 | 7.6293 | 4.6353 | 2.0415 | 0 | 0 | 0 | 0 | 0 | 0 | 0 | 0 | 0 | 0 | 0 | 0 | 0 | 0 | 0 | 0 | 0 | 0 | 0 | 0 | 0 | 0 | 0 | 0 | 0 | 0
|  | AP Recommendations | Reference Natural Gas | 101.6389 | 84.3816 | 65.7639 | 42.1841 | 20.0425 | 0 | 0 | 0 | 0 | 0 | 0 | 0 | 0 | 0 | 0 | 0 | 0 | 0 | 0 | 0 | 0 | 0 | 0 | 0 | 0 | 0 | 0 | 0 | 0 | 0 | 0
|  | AP Recommendations | Reference Electric | 11.8346 | 11.466 | 10.7794 | 9.8169 | 8.6365 | 7.3017 | 5.8727 | 4.3989 | 2.916 | 1.446 | 0 | 0 | 0 | 0 | 0 | 0 | 0 | 0 | 0 | 0 | 0 | 0 | 0 | 0 | 0 | 0 | 0 | 0 | 0 | 0 | 0
|  | AP Recommendations | Efficient Distillate | 0 | 2.029 | 3.8147 | 5.2148 | 6.1246 | 6.4829 | 5.2236 | 3.9202 | 2.6037 | 1.2936 | 0 | 0 | 0 | 0 | 0 | 0 | 0 | 0 | 0 | 0 | 0 | 0 | 0 | 0 | 0 | 0 | 0 | 0 | 0 | 0 | 0
|  | AP Recommendations | Efficient Natural Gas | 13.977 | 43.5233 | 72.5586 | 97.2523 | 113.6933 | 132.0016 | 131.865 | 129.4455 | 127.0704 | 126.5872 | 0 | 0 | 0 | 0 | 0 | 0 | 0 | 0 | 0 | 0 | 0 | 0 | 0 | 0 | 0 | 0 | 0 | 0 | 0 | 0 | 0
|  | AP Recommendations | Heat Pump | 0 | 0.49858 | 1.7431 | 10.8557 | 25.2039 | 34.0379 | 39.9035 | 46.9512 | 53.154 | 56.9417 | 186.5351 | 184.9077 | 183.3791 | 182.0783 | 181.1512 | 180.775 | 181.1559 | 182.5117 | 185.0443 | 188.9062 | 194.1669 | 200.7852 | 208.5868 | 217.2499 | 226.2962 | 235.0973 | 242.9133 | 248.9875 | 252.7009 | 253.7514 | 252.2796
|  | AP Recommendations | Other | 11.7014 | 11.345 | 10.6663 | 9.7101 | 8.5363 | 7.2102 | 5.7929 | 4.3342 | 2.8698 | 1.4214 | 0 | 0 | 0 | 0 | 0 | 0 | 0 | 0 | 0 | 0 | 0 | 0 | 0 | 0 | 0 | 0 | 0 | 0 | 0 | 0 | 0
|  | AP Recommendations | Total | 153.1289 | 164.0647 | 172.9552 | 179.6692 | 184.2788 | 187.0344 | 188.6577 | 189.05 | 188.6139 | 187.6899 | 186.5351 | 184.9077 | 183.3791 | 182.0783 | 181.1512 | 180.775 | 181.1559 | 182.5117 | 185.0443 | 188.9062 | 194.1669 | 200.7852 | 208.5868 | 217.2499 | 226.2962 | 235.0973 | 242.9133 | 248.9875 | 252.7009 | 253.7514 | 252.2796
Residential Space Heating Sales Share (% total sales)
|  | Scenario | Device Category | 2020 | 2021 | 2022 | 2023 | 2024 | 2025 | 2026 | 2027 | 2028 | 2029 | 2030 | 2031 | 2032 | 2033 | 2034 | 2035 | 2036 | 2037 | 2038 | 2039 | 2040 | 2041 | 2042 | 2043 | 2044 | 2045 | 2046 | 2047 | 2048 | 2049 | 2050
|  | AP Recommendations | Reference Distillate | 9.128% | 6.596% | 4.411% | 2.58% | 1.108% | 0% | 0% | 0% | 0% | 0% | 0% | 0% | 0% | 0% | 0% | 0% | 0% | 0% | 0% | 0% | 0% | 0% | 0% | 0% | 0% | 0% | 0% | 0% | 0% | 0% | 0%
|  | AP Recommendations | Reference Natural Gas | 66.37% | 51.43% | 38.02% | 23.48% | 10.88% | 0% | 0% | 0% | 0% | 0% | 0% | 0% | 0% | 0% | 0% | 0% | 0% | 0% | 0% | 0% | 0% | 0% | 0% | 0% | 0% | 0% | 0% | 0% | 0% | 0% | 0%
|  | AP Recommendations | Reference Electric | 7.728% | 6.989% | 6.232% | 5.464% | 4.687% | 3.904% | 3.113% | 2.327% | 1.546% | 0.7704% | 0% | 0% | 0% | 0% | 0% | 0% | 0% | 0% | 0% | 0% | 0% | 0% | 0% | 0% | 0% | 0% | 0% | 0% | 0% | 0% | 0%
|  | AP Recommendations | Efficient Distillate | 0% | 1.237% | 2.206% | 2.902% | 3.324% | 3.466% | 2.769% | 2.074% | 1.38% | 0.6892% | 0% | 0% | 0% | 0% | 0% | 0% | 0% | 0% | 0% | 0% | 0% | 0% | 0% | 0% | 0% | 0% | 0% | 0% | 0% | 0% | 0%
|  | AP Recommendations | Efficient Natural Gas | 9.128% | 26.53% | 41.95% | 54.13% | 61.7% | 70.58% | 69.9% | 68.47% | 67.37% | 67.44% | 0% | 0% | 0% | 0% | 0% | 0% | 0% | 0% | 0% | 0% | 0% | 0% | 0% | 0% | 0% | 0% | 0% | 0% | 0% | 0% | 0%
|  | AP Recommendations | Heat Pump | 0% | 0.3039% | 1.008% | 6.042% | 13.68% | 18.2% | 21.15% | 24.84% | 28.18% | 30.34% | 100% | 100% | 100% | 100% | 100% | 100% | 100% | 100% | 100% | 100% | 100% | 100% | 100% | 100% | 100% | 100% | 100% | 100% | 100% | 100% | 100%
|  | AP Recommendations | Other | 7.642% | 6.915% | 6.167% | 5.404% | 4.632% | 3.855% | 3.071% | 2.293% | 1.522% | 0.7573% | 0% | 0% | 0% | 0% | 0% | 0% | 0% | 0% | 0% | 0% | 0% | 0% | 0% | 0% | 0% | 0% | 0% | 0% | 0% | 0% | 0%
|  | AP Recommendations | Total | bar: 2020 to 2050
Residential Space Heating Stocks (million devices)
|  | Scenario | Device Category | 2020 | 2021 | 2022 | 2023 | 2024 | 2025 | 2026 | 2027 | 2028 | 2029 | 2030 | 2031 | 2032 | 2033 | 2034 | 2035 | 2036 | 2037 | 2038 | 2039 | 2040 | 2041 | 2042 | 2043 | 2044 | 2045 | 2046 | 2047 | 2048 | 2049 | 2050
|  | AP Recommendations | Reference Distillate | 0.65254 | 0.6369 | 0.61597 | 0.59036 | 0.56089 | 0.52855 | 0.49577 | 0.46287 | 0.43011 | 0.39768 | 0.36572 | 0.33436 | 0.3037 | 0.27388 | 0.24504 | 0.21735 | 0.19097 | 0.16609 | 0.14287 | 0.12147 | 0.102 | 0.084538 | 0.069122 | 0.055724 | 0.044272 | 0.034646 | 0.026695 | 0.020243 | 0.015102 | 0.011082 | 0.0079977
|  | AP Recommendations | Reference Natural Gas | 2.4638 | 2.4471 | 2.4055 | 2.3356 | 2.2402 | 2.1225 | 2.0037 | 1.8846 | 1.7658 | 1.6477 | 1.5308 | 1.4154 | 1.3019 | 1.1908 | 1.0825 | 0.97752 | 0.87641 | 0.77969 | 0.68788 | 0.60146 | 0.52086 | 0.44643 | 0.37846 | 0.31712 | 0.26247 | 0.21446 | 0.17291 | 0.13751 | 0.10784 | 0.083379 | 0.063538
|  | AP Recommendations | Reference Electric | 0.29079 | 0.28907 | 0.28575 | 0.28078 | 0.2742 | 0.26608 | 0.25653 | 0.24566 | 0.23355 | 0.22027 | 0.20587 | 0.1918 | 0.17805 | 0.16462 | 0.15153 | 0.13879 | 0.12643 | 0.11447 | 0.10297 | 0.091945 | 0.081439 | 0.071483 | 0.062105 | 0.053335 | 0.045201 | 0.037734 | 0.030965 | 0.024922 | 0.019626 | 0.015085 | 0.011289
|  | AP Recommendations | Efficient Distillate | 0 | 0.002029 | 0.0058436 | 0.011058 | 0.017183 | 0.023665 | 0.028887 | 0.032802 | 0.035395 | 0.036667 | 0.036626 | 0.036557 | 0.036445 | 0.036272 | 0.036018 | 0.035657 | 0.035161 | 0.034499 | 0.033641 | 0.032558 | 0.031226 | 0.02963 | 0.027766 | 0.025645 | 0.023298 | 0.020772 | 0.018133 | 0.015463 | 0.012847 | 0.010373 | 0.0081166
|  | AP Recommendations | Efficient Natural Gas | 0.020363 | 0.063886 | 0.13644 | 0.23369 | 0.34737 | 0.47933 | 0.61109 | 0.74032 | 0.86696 | 0.99277 | 0.99143 | 0.98926 | 0.98589 | 0.9809 | 0.97374 | 0.96381 | 0.95048 | 0.93305 | 0.91087 | 0.88338 | 0.85012 | 0.81086 | 0.76562 | 0.71474 | 0.6589 | 0.59912 | 0.53673 | 0.47326 | 0.41038 | 0.34973 | 0.29279
|  | AP Recommendations | Heat Pump | 0 | 0.00049858 | 0.0022417 | 0.013097 | 0.038301 | 0.072336 | 0.11223 | 0.15915 | 0.21222 | 0.26898 | 0.45514 | 0.63934 | 0.82146 | 1.0014 | 1.1791 | 1.3544 | 1.5274 | 1.6978 | 1.8657 | 2.031 | 2.1935 | 2.3531 | 2.5092 | 2.6614 | 2.8089 | 2.9508 | 3.0859 | 3.213 | 3.331 | 3.439 | 3.536
|  | AP Recommendations | Other | 0.28388 | 0.27818 | 0.27153 | 0.26393 | 0.25538 | 0.24588 | 0.23545 | 0.22405 | 0.2117 | 0.19837 | 0.18406 | 0.17016 | 0.15667 | 0.14359 | 0.13091 | 0.11867 | 0.1069 | 0.095621 | 0.084867 | 0.074666 | 0.065047 | 0.056037 | 0.047667 | 0.039966 | 0.032969 | 0.026703 | 0.021191 | 0.016441 | 0.012443 | 0.009165 | 0.0065543
|  | AP Recommendations | Total | 3.7114 | 3.7176 | 3.7233 | 3.7285 | 3.7335 | 3.7383 | 3.7437 | 3.7495 | 3.7557 | 3.7624 | 3.7696 | 3.7769 | 3.7842 | 3.7915 | 3.7988 | 3.8062 | 3.8137 | 3.8212 | 3.8288 | 3.8365 | 3.8442 | 3.852 | 3.8599 | 3.8679 | 3.876 | 3.8842 | 3.8925 | 3.9008 | 3.9093 | 3.9178 | 3.9263
HP Summary Metrics
|  |  | Metric | 2020 | 2021 | 2022 | 2023 | 2024 | 2025 | 2026 | 2027 | 2028 | 2029 | 2030 | 2031 | 2032 | 2033 | 2034 | 2035 | 2036 | 2037 | 2038 | 2039 | 2040 | 2041 | 2042 | 2043 | 2044 | 2045 | 2046 | 2047 | 2048 | 2049 | 2050
|  |  | Sales Share | 0% | 0.3039% | 1.008% | 6.042% | 13.68% | 18.2% | 21.15% | 24.84% | 28.18% | 30.34% | 100% | 100% | 100% | 100% | 100% | 100% | 100% | 100% | 100% | 100% | 100% | 100% | 100% | 100% | 100% | 100% | 100% | 100% | 100% | 100% | 100%
|  |  | Stock share HP | 0% | 0.01341% | 0.06021% | 0.3513% | 1.026% | 1.935% | 2.998% | 4.245% | 5.651% | 7.149% | 12.07% | 16.93% | 21.71% | 26.41% | 31.04% | 35.58% | 40.05% | 44.43% | 48.73% | 52.94% | 57.06% | 61.09% | 65.01% | 68.81% | 72.47% | 75.97% | 79.28% | 82.37% | 85.21% | 87.78% | 90.06%
|  |  | Total HP Stock (million devices) | 0 | 0.00049858 | 0.0022417 | 0.013097 | 0.038301 | 0.072336 | 0.11223 | 0.15915 | 0.21222 | 0.26898 | 0.45514 | 0.63934 | 0.82146 | 1.0014 | 1.1791 | 1.3544 | 1.5274 | 1.6978 | 1.8657 | 2.031 | 2.1935 | 2.3531 | 2.5092 | 2.6614 | 2.8089 | 2.9508 | 3.0859 | 3.213 | 3.331 | 3.439 | 3.536
Multi-Family
Residential Space Heating Sales (thousand devices)
|  | Scenario | Device Category | 2020 | 2021 | 2022 | 2023 | 2024 | 2025 | 2026 | 2027 | 2028 | 2029 | 2030 | 2031 | 2032 | 2033 | 2034 | 2035 | 2036 | 2037 | 2038 | 2039 | 2040 | 2041 | 2042 | 2043 | 2044 | 2045 | 2046 | 2047 | 2048 | 2049 | 2050
|  | AP Recommendations | Reference Distillate | 15.6284 | 12.131 | 8.5729 | 5.2196 | 2.303 | 0 | 0 | 0 | 0 | 0 | 0 | 0 | 0 | 0 | 0 | 0 | 0 | 0 | 0 | 0 | 0 | 0 | 0 | 0 | 0 | 0 | 0 | 0 | 0 | 0 | 0
|  | AP Recommendations | Reference Natural Gas | 121.4445 | 100.9878 | 78.8396 | 50.6563 | 24.106 | 0 | 0 | 0 | 0 | 0 | 0 | 0 | 0 | 0 | 0 | 0 | 0 | 0 | 0 | 0 | 0 | 0 | 0 | 0 | 0 | 0 | 0 | 0 | 0 | 0 | 0
|  | AP Recommendations | Reference Electric | 15.0268 | 14.5668 | 13.7099 | 12.5043 | 11.0191 | 9.332 | 7.5182 | 5.6403 | 3.7444 | 2.6814 | 1.6309 | 1.2938 | 0.96271 | 0.63751 | 0.31726 | 0 | 0 | 0 | 0 | 0 | 0 | 0 | 0 | 0 | 0 | 0 | 0 | 0 | 0 | 0 | 0
|  | AP Recommendations | Efficient Distillate | 0 | 2.1221 | 3.9997 | 5.4799 | 6.4483 | 6.8364 | 5.5154 | 4.1432 | 2.7538 | 1.3689 | 0 | 0 | 0 | 0 | 0 | 0 | 0 | 0 | 0 | 0 | 0 | 0 | 0 | 0 | 0 | 0 | 0 | 0 | 0 | 0 | 0
|  | AP Recommendations | Efficient Natural Gas | 15.6284 | 50.1017 | 83.9637 | 112.149 | 132.0161 | 153.8831 | 153.4086 | 150.2661 | 147.1381 | 146.1646 | 54.9133 | 43.5647 | 32.417 | 21.4675 | 10.6837 | 0 | 0 | 0 | 0 | 0 | 0 | 0 | 0 | 0 | 0 | 0 | 0 | 0 | 0 | 0 | 0
|  | AP Recommendations | Heat Pump | 0 | 0.58848 | 2.1008 | 13.5933 | 29.8816 | 39.8803 | 46.4842 | 54.4488 | 61.4501 | 64.8262 | 158.1495 | 168.1252 | 178.0069 | 187.9559 | 198.1801 | 208.9528 | 209.5951 | 211.3559 | 214.4428 | 218.9997 | 225.0763 | 232.6074 | 241.4055 | 251.1607 | 261.4421 | 271.6974 | 281.2686 | 289.445 | 295.5733 | 299.2063 | 300.2348
|  | AP Recommendations | Other | 6.2368 | 6.0487 | 5.6908 | 5.1855 | 4.5635 | 3.8588 | 3.1037 | 2.3245 | 1.5406 | 0.79645 | 0.06473 | 0.05119 | 0.03796 | 0.02503 | 0.01239 | 0 | 0 | 0 | 0 | 0 | 0 | 0 | 0 | 0 | 0 | 0 | 0 | 0 | 0 | 0 | 0
|  | AP Recommendations | Total | 173.9648 | 186.5465 | 196.8774 | 204.7879 | 210.3375 | 213.7907 | 216.03 | 216.8229 | 216.627 | 215.8375 | 214.7585 | 213.0349 | 211.4246 | 210.0859 | 209.1934 | 208.9528 | 209.5951 | 211.3559 | 214.4428 | 218.9997 | 225.0763 | 232.6074 | 241.4055 | 251.1607 | 261.4421 | 271.6974 | 281.2686 | 289.445 | 295.5733 | 299.2063 | 300.2348
Residential Space Heating Sales Share (% total sales)
|  | Scenario | Device Category | 2020 | 2021 | 2022 | 2023 | 2024 | 2025 | 2026 | 2027 | 2028 | 2029 | 2030 | 2031 | 2032 | 2033 | 2034 | 2035 | 2036 | 2037 | 2038 | 2039 | 2040 | 2041 | 2042 | 2043 | 2044 | 2045 | 2046 | 2047 | 2048 | 2049 | 2050
|  | AP Recommendations | Reference Distillate | 8.984% | 6.503% | 4.354% | 2.549% | 1.095% | 0% | 0% | 0% | 0% | 0% | 0% | 0% | 0% | 0% | 0% | 0% | 0% | 0% | 0% | 0% | 0% | 0% | 0% | 0% | 0% | 0% | 0% | 0% | 0% | 0% | 0%
|  | AP Recommendations | Reference Natural Gas | 69.81% | 54.14% | 40.05% | 24.74% | 11.46% | 0% | 0% | 0% | 0% | 0% | 0% | 0% | 0% | 0% | 0% | 0% | 0% | 0% | 0% | 0% | 0% | 0% | 0% | 0% | 0% | 0% | 0% | 0% | 0% | 0% | 0%
|  | AP Recommendations | Reference Electric | 8.638% | 7.809% | 6.964% | 6.106% | 5.239% | 4.365% | 3.48% | 2.601% | 1.728% | 1.242% | 0.7594% | 0.6073% | 0.4553% | 0.3035% | 0.1517% | 0% | 0% | 0% | 0% | 0% | 0% | 0% | 0% | 0% | 0% | 0% | 0% | 0% | 0% | 0% | 0%
|  | AP Recommendations | Efficient Distillate | 0% | 1.138% | 2.032% | 2.676% | 3.066% | 3.198% | 2.553% | 1.911% | 1.271% | 0.6342% | 0% | 0% | 0% | 0% | 0% | 0% | 0% | 0% | 0% | 0% | 0% | 0% | 0% | 0% | 0% | 0% | 0% | 0% | 0% | 0% | 0%
|  | AP Recommendations | Efficient Natural Gas | 8.984% | 26.86% | 42.65% | 54.76% | 62.76% | 71.98% | 71.01% | 69.3% | 67.92% | 67.72% | 25.57% | 20.45% | 15.33% | 10.22% | 5.107% | 0% | 0% | 0% | 0% | 0% | 0% | 0% | 0% | 0% | 0% | 0% | 0% | 0% | 0% | 0% | 0%
|  | AP Recommendations | Heat Pump | 0% | 0.3155% | 1.067% | 6.638% | 14.21% | 18.65% | 21.52% | 25.11% | 28.37% | 30.03% | 73.64% | 78.92% | 84.19% | 89.47% | 94.74% | 100% | 100% | 100% | 100% | 100% | 100% | 100% | 100% | 100% | 100% | 100% | 100% | 100% | 100% | 100% | 100%
|  | AP Recommendations | Other | 3.585% | 3.242% | 2.891% | 2.532% | 2.17% | 1.805% | 1.437% | 1.072% | 0.7112% | 0.369% | 0.03014% | 0.02403% | 0.01795% | 0.01191% | 0.005923% | 0% | 0% | 0% | 0% | 0% | 0% | 0% | 0% | 0% | 0% | 0% | 0% | 0% | 0% | 0% | 0%
|  | AP Recommendations | Total | 100% | 100% | 100% | 100% | 100% | 100% | 100% | 100% | 100% | 100% | 100% | 100% | 100% | 100% | 100% | 100% | 100% | 100% | 100% | 100% | 100% | 100% | 100% | 100% | 100% | 100% | 100% | 100% | 100% | 100% | 100%
Residential Space Heating Stocks (million devices)
|  | Scenario | Device Category | 2020 | 2021 | 2022 | 2023 | 2024 | 2025 | 2026 | 2027 | 2028 | 2029 | 2030 | 2031 | 2032 | 2033 | 2034 | 2035 | 2036 | 2037 | 2038 | 2039 | 2040 | 2041 | 2042 | 2043 | 2044 | 2045 | 2046 | 2047 | 2048 | 2049 | 2050
|  | AP Recommendations | Reference Distillate | 0.74661 | 0.72931 | 0.70606 | 0.67749 | 0.64451 | 0.60818 | 0.57126 | 0.53409 | 0.49697 | 0.46013 | 0.42373 | 0.38795 | 0.35291 | 0.31879 | 0.28574 | 0.25398 | 0.22368 | 0.19506 | 0.16831 | 0.1436 | 0.12106 | 0.1008 | 0.082839 | 0.067167 | 0.053704 | 0.042324 | 0.032862 | 0.025128 | 0.018914 | 0.014009 | 0.010207
|  | AP Recommendations | Reference Natural Gas | 2.9613 | 2.939 | 2.8872 | 2.8016 | 2.6855 | 2.5428 | 2.399 | 2.2549 | 2.1114 | 1.969 | 1.8281 | 1.6891 | 1.5526 | 1.419 | 1.2888 | 1.1627 | 1.0414 | 0.92546 | 0.81548 | 0.71207 | 0.61573 | 0.5269 | 0.44589 | 0.3729 | 0.308 | 0.2511 | 0.20197 | 0.16022 | 0.12533 | 0.096655 | 0.073473
|  | AP Recommendations | Reference Electric | 0.36033 | 0.35838 | 0.35443 | 0.34842 | 0.34039 | 0.33041 | 0.31862 | 0.30514 | 0.29008 | 0.27435 | 0.25799 | 0.24171 | 0.22553 | 0.20945 | 0.19348 | 0.17767 | 0.16234 | 0.14756 | 0.13335 | 0.11975 | 0.1068 | 0.094514 | 0.082924 | 0.072048 | 0.061907 | 0.052527 | 0.04394 | 0.03618 | 0.029277 | 0.023249 | 0.018097
|  | AP Recommendations | Efficient Distillate | 0 | 0.0021221 | 0.0061219 | 0.011602 | 0.01805 | 0.024886 | 0.030399 | 0.034537 | 0.037279 | 0.038625 | 0.038583 | 0.03851 | 0.038392 | 0.038211 | 0.037944 | 0.037564 | 0.037043 | 0.036347 | 0.035444 | 0.034305 | 0.032904 | 0.031224 | 0.029262 | 0.02703 | 0.024559 | 0.021899 | 0.01912 | 0.016307 | 0.01355 | 0.010942 | 0.0085642
|  | AP Recommendations | Efficient Natural Gas | 0.027162 | 0.077263 | 0.16123 | 0.27337 | 0.40536 | 0.55919 | 0.71247 | 0.86247 | 1.0091 | 1.1543 | 1.2076 | 1.2486 | 1.277 | 1.2926 | 1.2948 | 1.2831 | 1.2674 | 1.2467 | 1.2204 | 1.1876 | 1.1477 | 1.1004 | 1.0455 | 0.98321 | 0.91428 | 0.83971 | 0.76091 | 0.67961 | 0.59771 | 0.5172 | 0.43994
|  | AP Recommendations | Heat Pump | 0 | 0.00058848 | 0.0026892 | 0.016282 | 0.046163 | 0.08604 | 0.13251 | 0.18692 | 0.24827 | 0.31286 | 0.47053 | 0.63776 | 0.81418 | 0.99945 | 1.1933 | 1.3956 | 1.5951 | 1.792 | 1.9862 | 2.1776 | 2.3663 | 2.5521 | 2.7346 | 2.9136 | 3.0881 | 3.2574 | 3.4203 | 3.5755 | 3.7217 | 3.8577 | 3.9824
|  | AP Recommendations | Other | 0.15034 | 0.14756 | 0.14425 | 0.14038 | 0.13599 | 0.13106 | 0.1256 | 0.11962 | 0.1131 | 0.1061 | 0.098586 | 0.091282 | 0.084176 | 0.077268 | 0.070562 | 0.064072 | 0.057823 | 0.051829 | 0.046108 | 0.040673 | 0.035539 | 0.03072 | 0.026232 | 0.02209 | 0.018312 | 0.014914 | 0.011908 | 0.0093032 | 0.0070951 | 0.0052708 | 0.0038052
|  | AP Recommendations | Total | 4.2457 | 4.2542 | 4.262 | 4.2692 | 4.2759 | 4.2826 | 4.2898 | 4.2977 | 4.3062 | 4.3154 | 4.3251 | 4.3349 | 4.3448 | 4.3547 | 4.3647 | 4.3747 | 4.3848 | 4.395 | 4.4052 | 4.4156 | 4.426 | 4.4366 | 4.4472 | 4.458 | 4.4689 | 4.4799 | 4.491 | 4.5023 | 4.5136 | 4.525 | 4.5365
HP Summary Metrics
|  |  | Metric | 2020 | 2021 | 2022 | 2023 | 2024 | 2025 | 2026 | 2027 | 2028 | 2029 | 2030 | 2031 | 2032 | 2033 | 2034 | 2035 | 2036 | 2037 | 2038 | 2039 | 2040 | 2041 | 2042 | 2043 | 2044 | 2045 | 2046 | 2047 | 2048 | 2049 | 2050
|  |  | Sales Share | 0% | 0.3155% | 1.067% | 6.638% | 14.21% | 18.65% | 21.52% | 25.11% | 28.37% | 30.03% | 73.64% | 78.92% | 84.19% | 89.47% | 94.74% | 100% | 100% | 100% | 100% | 100% | 100% | 100% | 100% | 100% | 100% | 100% | 100% | 100% | 100% | 100% | 100%
|  |  | Stock share HP | 0% | 0.01383% | 0.0631% | 0.3814% | 1.08% | 2.009% | 3.089% | 4.349% | 5.765% | 7.25% | 10.88% | 14.71% | 18.74% | 22.95% | 27.34% | 31.9% | 36.38% | 40.77% | 45.09% | 49.32% | 53.46% | 57.52% | 61.49% | 65.36% | 69.1% | 72.71% | 76.16% | 79.42% | 82.46% | 85.25% | 87.79%
|  |  | Total HP Stock (million devices) | 0 | 0.00058848 | 0.0026892 | 0.016282 | 0.046163 | 0.08604 | 0.13251 | 0.18692 | 0.24827 | 0.31286 | 0.47053 | 0.63776 | 0.81418 | 0.99945 | 1.1933 | 1.3956 | 1.5951 | 1.792 | 1.9862 | 2.1776 | 2.3663 | 2.5521 | 2.7346 | 2.9136 | 3.0881 | 3.2574 | 3.4203 | 3.5755 | 3.7217 | 3.8577 | 3.9824

## S1_Space Heating-Comm
Commercial Space Heating - Scenario 1: AP Recommendations
Annual commercial space heating stocks and sales by device type, for AP Recommendations.
Note: 2020 is a modeled year, reflecting historical trends. | [9 empty] | With Heat Pump Breakdown:
Commercial Space Heating Sales By Category (million square feet)
| Scenario | Device Category | 2020 | 2021 | 2022 | 2023 | 2024 | 2025 | 2026 | 2027 | 2028 | 2029 | 2030 | 2031 | 2032 | 2033 | 2034 | 2035 | 2036 | 2037 | 2038 | 2039 | 2040 | 2041 | 2042 | 2043 | 2044 | 2045 | 2046 | 2047 | 2048 | 2049 | 2050
| AP Recommendations | Reference Natural Gas | 241.5493 | 201.5423 | 155.521 | 97.57 | 44.9641 | 0 | 0 | 0 | 0 | 0 | 0 | 0 | 0 | 0 | 0 | 0 | 0 | 0 | 0 | 0 | 0 | 0 | 0 | 0 | 0 | 0 | 0 | 0 | 0 | 0 | 0
| AP Recommendations | Reference Distillate | 27.2168 | 24.1652 | 20.3353 | 16.1992 | 12.1923 | 8.6287 | 6.7187 | 4.892 | 3.1701 | 1.5457 | 0 | 0 | 0 | 0 | 0 | 0 | 0 | 0 | 0 | 0 | 0 | 0 | 0 | 0 | 0 | 0 | 0 | 0 | 0 | 0 | 0
| AP Recommendations | Reference Electric | 44.2273 | 43.034 | 40.0544 | 35.6932 | 30.4808 | 24.9273 | 19.4096 | 14.1325 | 9.1582 | 7.6551 | 6.2472 | 4.9189 | 3.6535 | 2.4306 | 1.2236 | 0 | 0 | 0 | 0 | 0 | 0 | 0 | 0 | 0 | 0 | 0 | 0 | 0 | 0 | 0 | 0
| AP Recommendations | Efficient Distillate | 0 | 2.3172 | 4.3136 | 5.7658 | 6.5651 | 6.7112 | 5.2257 | 3.8049 | 2.4657 | 1.2022 | 0 | 0 | 0 | 0 | 0 | 0 | 0 | 0 | 0 | 0 | 0 | 0 | 0 | 0 | 0 | 0 | 0 | 0 | 0 | 0 | 0
| AP Recommendations | Efficient Natural Gas | 27.2168 | 96.753 | 164.9142 | 220.5859 | 249.7608 | 279.2021 | 267.567 | 253.0098 | 240.4873 | 233.2221 | 192.5712 | 151.6262 | 112.6192 | 74.9237 | 37.7173 | 0 | 0 | 0 | 0 | 0 | 0 | 0 | 0 | 0 | 0 | 0 | 0 | 0 | 0 | 0 | 0
| AP Recommendations | Heat Pump | 0 | 0 | 0 | 15.5975 | 44.4758 | 60.8265 | 70.6232 | 82.2059 | 92.1084 | 94.8797 | 130.6911 | 165.8085 | 201.0236 | 237.35 | 275.962 | 317.958 | 325.5077 | 334.7249 | 344.2852 | 352.72 | 358.8178 | 361.9564 | 362.2155 | 360.2413 | 356.9643 | 353.322 | 350.0846 | 347.7921 | 346.7588 | 347.1024 | 348.7753
| AP Recommendations | Other | 0 | 0 | 0 | 0.82092 | 2.3408 | 3.2014 | 3.717 | 4.3266 | 4.8478 | 4.9937 | 6.8785 | 8.7268 | 10.5802 | 12.4921 | 14.5243 | 16.7346 | 17.132 | 17.6171 | 18.1203 | 18.5642 | 18.8851 | 19.0503 | 19.064 | 18.9601 | 18.7876 | 18.5959 | 18.4255 | 18.3048 | 18.2505 | 18.2685 | 18.3566
| AP Recommendations | Total | 340.2103 | 367.8117 | 385.1385 | 392.2326 | 390.7798 | 383.4972 | 373.2611 | 362.3717 | 352.2375 | 343.4985 | 336.388 | 331.0804 | 327.8764 | 327.1964 | 329.4271 | 334.6926 | 342.6397 | 352.342 | 362.4055 | 371.2842 | 377.7029 | 381.0067 | 381.2794 | 379.2013 | 375.7519 | 371.9179 | 368.5101 | 366.0969 | 365.0093 | 365.3709 | 367.1319
Commercial Space Heating Sales Share By Category (% total sales)
| Scenario | Device Category | 2020 | 2021 | 2022 | 2023 | 2024 | 2025 | 2026 | 2027 | 2028 | 2029 | 2030 | 2031 | 2032 | 2033 | 2034 | 2035 | 2036 | 2037 | 2038 | 2039 | 2040 | 2041 | 2042 | 2043 | 2044 | 2045 | 2046 | 2047 | 2048 | 2049 | 2050
| AP Recommendations | Reference Natural Gas | 71% | 54.79% | 40.38% | 24.88% | 11.51% | 0% | 0% | 0% | 0% | 0% | 0% | 0% | 0% | 0% | 0% | 0% | 0% | 0% | 0% | 0% | 0% | 0% | 0% | 0% | 0% | 0% | 0% | 0% | 0% | 0% | 0%
| AP Recommendations | Reference Distillate | 8% | 6.57% | 5.28% | 4.13% | 3.12% | 2.25% | 1.8% | 1.35% | 0.9% | 0.45% | 0% | 0% | 0% | 0% | 0% | 0% | 0% | 0% | 0% | 0% | 0% | 0% | 0% | 0% | 0% | 0% | 0% | 0% | 0% | 0% | 0%
| AP Recommendations | Reference Electric | 13% | 11.7% | 10.4% | 9.1% | 7.8% | 6.5% | 5.2% | 3.9% | 2.6% | 2.229% | 1.857% | 1.486% | 1.114% | 0.7429% | 0.3714% | 0% | 0% | 0% | 0% | 0% | 0% | 0% | 0% | 0% | 0% | 0% | 0% | 0% | 0% | 0% | 0%
| AP Recommendations | Efficient Distillate | 0% | 0.63% | 1.12% | 1.47% | 1.68% | 1.75% | 1.4% | 1.05% | 0.7% | 0.35% | 0% | 0% | 0% | 0% | 0% | 0% | 0% | 0% | 0% | 0% | 0% | 0% | 0% | 0% | 0% | 0% | 0% | 0% | 0% | 0% | 0%
| AP Recommendations | Efficient Natural Gas | 8% | 26.31% | 42.82% | 56.24% | 63.91% | 72.8% | 71.68% | 69.82% | 68.27% | 67.9% | 57.25% | 45.8% | 34.35% | 22.9% | 11.45% | 0% | 0% | 0% | 0% | 0% | 0% | 0% | 0% | 0% | 0% | 0% | 0% | 0% | 0% | 0% | 0%
| AP Recommendations | Heat Pump | 0% | 0% | 0% | 3.977% | 11.38% | 15.86% | 18.92% | 22.69% | 26.15% | 27.62% | 38.85% | 50.08% | 61.31% | 72.54% | 83.77% | 95% | 95% | 95% | 95% | 95% | 95% | 95% | 95% | 95% | 95% | 95% | 95% | 95% | 95% | 95% | 95%
| AP Recommendations | Other | 0% | 0% | 0% | 0.2093% | 0.599% | 0.8348% | 0.9958% | 1.194% | 1.376% | 1.454% | 2.045% | 2.636% | 3.227% | 3.818% | 4.409% | 5% | 5% | 5% | 5% | 5% | 5% | 5% | 5% | 5% | 5% | 5% | 5% | 5% | 5% | 5% | 5%
| AP Recommendations | Total | 100% | 100% | 100% | 100% | 100% | 100% | 100% | 100% | 100% | 100% | 100% | 100% | 100% | 100% | 100% | 100% | 100% | 100% | 100% | 100% | 100% | 100% | 100% | 100% | 100% | 100% | 100% | 100% | 100% | 100% | 100%
| AP Recommendations | ASHP with Electric Backup | 0% | 0% | 0% | 2.951% | 8.447% | 11.77% | 14.05% | 16.85% | 19.42% | 20.52% | 28.88% | 37.25% | 45.62% | 54% | 62.4% | 70.79% | 70.82% | 70.84% | 70.85% | 70.86% | 70.87% | 70.88% | 70.9% | 70.92% | 70.94% | 70.97% | 71% | 71.03% | 71.06% | 71.09% | 71.12%
| AP Recommendations | Ground Source Heat Pump | 0% | 0% | 0% | 0.8162% | 2.336% | 3.253% | 3.878% | 4.645% | 5.349% | 5.643% | 7.926% | 10.2% | 12.46% | 14.72% | 16.97% | 19.21% | 19.18% | 19.16% | 19.15% | 19.14% | 19.13% | 19.12% | 19.1% | 19.08% | 19.06% | 19.03% | 19% | 18.97% | 18.94% | 18.91% | 18.88%
| AP Recommendations | ASHP with Fuel Backup | 0% | 0% | 0% | 0.4186% | 1.198% | 1.67% | 1.992% | 2.388% | 2.753% | 2.908% | 4.09% | 5.272% | 6.454% | 7.636% | 8.818% | 10% | 10% | 10% | 10% | 10% | 10% | 10% | 10% | 10% | 10% | 10% | 10% | 10% | 10% | 10% | 10%
Commercial Space Heating Stocks By Category (billion square feet)
| Scenario | Device Category | 2020 | 2021 | 2022 | 2023 | 2024 | 2025 | 2026 | 2027 | 2028 | 2029 | 2030 | 2031 | 2032 | 2033 | 2034 | 2035 | 2036 | 2037 | 2038 | 2039 | 2040 | 2041 | 2042 | 2043 | 2044 | 2045 | 2046 | 2047 | 2048 | 2049 | 2050
| AP Recommendations | Reference Natural Gas | 3.573 | 3.527 | 3.4227 | 3.2555 | 3.0368 | 2.7786 | 2.5279 | 2.2857 | 2.052 | 1.8267 | 1.6101 | 1.4029 | 1.2059 | 1.0204 | 0.84756 | 0.68874 | 0.54524 | 0.41835 | 0.30925 | 0.21877 | 0.14702 | 0.093144 | 0.055192 | 0.030336 | 0.015334 | 0.007062 | 0.0029325 | 0.0010852 | 0.00035326 | 9.9667e-05 | 2.3979e-05
| AP Recommendations | Reference Distillate | 0.76581 | 0.73418 | 0.69597 | 0.65253 | 0.60539 | 0.556 | 0.5066 | 0.45756 | 0.40915 | 0.36159 | 0.3152 | 0.27178 | 0.23166 | 0.1951 | 0.16228 | 0.13325 | 0.1079 | 0.086042 | 0.067413 | 0.051749 | 0.038795 | 0.028309 | 0.02004 | 0.013715 | 0.0090401 | 0.0057117 | 0.0034388 | 0.0019587 | 0.0010464 | 0.0005191 | 0.00023648
| AP Recommendations | Reference Electric | 0.63445 | 0.63215 | 0.62464 | 0.61188 | 0.59415 | 0.57189 | 0.54557 | 0.51559 | 0.48224 | 0.44894 | 0.41575 | 0.38272 | 0.34988 | 0.31721 | 0.28466 | 0.2521 | 0.22072 | 0.19055 | 0.1618 | 0.13481 | 0.11001 | 0.087847 | 0.068622 | 0.052456 | 0.039257 | 0.028769 | 0.020633 | 0.014456 | 0.0098618 | 0.0065192 | 0.0041491
| AP Recommendations | Efficient Distillate | 0 | 0.0023172 | 0.0066308 | 0.012396 | 0.01896 | 0.025667 | 0.030878 | 0.034647 | 0.037037 | 0.038094 | 0.037837 | 0.037418 | 0.036773 | 0.035833 | 0.03453 | 0.032806 | 0.030629 | 0.027998 | 0.024963 | 0.021622 | 0.018121 | 0.014632 | 0.011336 | 0.0083904 | 0.0059057 | 0.0039341 | 0.0024671 | 0.0014478 | 0.00078953 | 0.00039696 | 0.00018231
| AP Recommendations | Efficient Natural Gas | 0.059139 | 0.15589 | 0.32079 | 0.54132 | 0.79091 | 1.0697 | 1.3362 | 1.5869 | 1.8232 | 2.0487 | 2.2285 | 2.3599 | 2.442 | 2.473 | 2.4501 | 2.3698 | 2.2672 | 2.1413 | 1.9923 | 1.8224 | 1.6358 | 1.4381 | 1.236 | 1.0366 | 0.84669 | 0.67202 | 0.51691 | 0.3841 | 0.27467 | 0.18817 | 0.12285
| AP Recommendations | Heat Pump | 0 | 0 | 0 | 0.015598 | 0.060073 | 0.1209 | 0.19151 | 0.27368 | 0.36566 | 0.46022 | 0.5902 | 0.75459 | 0.95304 | 1.186 | 1.4549 | 1.7621 | 2.0717 | 2.3838 | 2.6971 | 3.0084 | 3.3134 | 3.6073 | 3.8853 | 4.1433 | 4.3782 | 4.588 | 4.7717 | 4.9292 | 5.0612 | 5.1692 | 5.2558
| AP Recommendations | Other | 0 | 0 | 0 | 0.00082092 | 0.0031618 | 0.0063631 | 0.01008 | 0.014404 | 0.019245 | 0.024222 | 0.031063 | 0.039715 | 0.05016 | 0.062422 | 0.076576 | 0.092743 | 0.10904 | 0.12547 | 0.14195 | 0.15834 | 0.17439 | 0.18986 | 0.20449 | 0.21807 | 0.23043 | 0.24147 | 0.25114 | 0.25943 | 0.26638 | 0.27206 | 0.27662
| AP Recommendations | Total | 5.0324 | 5.0515 | 5.0707 | 5.09 | 5.1095 | 5.129 | 5.1487 | 5.1685 | 5.1885 | 5.2085 | 5.2287 | 5.249 | 5.2695 | 5.29 | 5.3107 | 5.3315 | 5.3525 | 5.3735 | 5.3948 | 5.4161 | 5.4376 | 5.4592 | 5.4809 | 5.5028 | 5.5248 | 5.547 | 5.5693 | 5.5917 | 5.6143 | 5.637 | 5.6598
| AP Recommendations | ASHP with Electric Backup | 0 | 0 | 0 | 0.011575 | 0.044583 | 0.089731 | 0.14216 | 0.20317 | 0.2715 | 0.34176 | 0.43839 | 0.56065 | 0.70832 | 0.88177 | 1.0821 | 1.311 | 1.5419 | 1.7747 | 2.0083 | 2.2407 | 2.4684 | 2.6879 | 2.8955 | 3.0884 | 3.2642 | 3.4214 | 3.5592 | 3.6775 | 3.7769 | 3.8586 | 3.9243
| AP Recommendations | Ground Source Heat Pump | 0 | 0 | 0 | 0.0032015 | 0.012328 | 0.024804 | 0.039277 | 0.056103 | 0.074918 | 0.094235 | 0.12075 | 0.15423 | 0.19457 | 0.24183 | 0.29627 | 0.35835 | 0.42082 | 0.48372 | 0.54678 | 0.60938 | 0.67065 | 0.72961 | 0.78526 | 0.83679 | 0.88356 | 0.92517 | 0.9614 | 0.99225 | 1.0179 | 1.0386 | 1.0549
| AP Recommendations | ASHP with Fuel Backup | 0 | 0 | 0 | 0.0016418 | 0.0063235 | 0.012726 | 0.020159 | 0.028808 | 0.038491 | 0.048444 | 0.062126 | 0.079431 | 0.10032 | 0.12484 | 0.15315 | 0.18549 | 0.21808 | 0.25093 | 0.2839 | 0.31667 | 0.34878 | 0.37972 | 0.40898 | 0.43613 | 0.46086 | 0.48295 | 0.50229 | 0.51886 | 0.53275 | 0.54413 | 0.55324
HP Summary Metrics
|  | Metric | 2020 | 2021 | 2022 | 2023 | 2024 | 2025 | 2026 | 2027 | 2028 | 2029 | 2030 | 2031 | 2032 | 2033 | 2034 | 2035 | 2036 | 2037 | 2038 | 2039 | 2040 | 2041 | 2042 | 2043 | 2044 | 2045 | 2046 | 2047 | 2048 | 2049 | 2050
|  | Sales Share HP | 0% | 0% | 0% | 3.977% | 11.38% | 15.86% | 18.92% | 22.69% | 26.15% | 27.62% | 38.85% | 50.08% | 61.31% | 72.54% | 83.77% | 95% | 95% | 95% | 95% | 95% | 95% | 95% | 95% | 95% | 95% | 95% | 95% | 95% | 95% | 95% | 95%
|  | Stock share HP | 0% | 0% | 0% | 0.3064% | 1.176% | 2.357% | 3.72% | 5.295% | 7.048% | 8.836% | 11.29% | 14.38% | 18.09% | 22.42% | 27.4% | 33.05% | 38.71% | 44.36% | 49.99% | 55.54% | 60.94% | 66.08% | 70.89% | 75.29% | 79.25% | 82.71% | 85.68% | 88.15% | 90.15% | 91.7% | 92.86%
|  | Stock HP (billion square feet) | 0 | 0 | 0 | 0.015598 | 0.060073 | 0.1209 | 0.19151 | 0.27368 | 0.36566 | 0.46022 | 0.5902 | 0.75459 | 0.95304 | 1.186 | 1.4549 | 1.7621 | 2.0717 | 2.3838 | 2.6971 | 3.0084 | 3.3134 | 3.6073 | 3.8853 | 4.1433 | 4.3782 | 4.588 | 4.7717 | 4.9292 | 5.0612 | 5.1692 | 5.2558

## S1_Water Heating-Res
Residential Water Heating - Scenario 1: AP Recommendations
Annual residential water heating stocks and sales by device type, for AP Recommendations.
Note: 2020 is a modeled year, reflecting historical trends.
Residential Water Heating Sales (thousand devices)
| Scenario | Category | 2020 | 2021 | 2022 | 2023 | 2024 | 2025 | 2026 | 2027 | 2028 | 2029 | 2030 | 2031 | 2032 | 2033 | 2034 | 2035 | 2036 | 2037 | 2038 | 2039 | 2040 | 2041 | 2042 | 2043 | 2044 | 2045 | 2046 | 2047 | 2048 | 2049 | 2050
| AP Recommendations | Reference Distillate | 102.6901 | 90.3499 | 74.851 | 58.167 | 41.8306 | 26.6504 | 12.7818 | 0 | 0 | 0 | 0 | 0 | 0 | 0 | 0 | 0 | 0 | 0 | 0 | 0 | 0 | 0 | 0 | 0 | 0 | 0 | 0 | 0 | 0 | 0 | 0
| AP Recommendations | Reference Natural Gas | 461.3115 | 456.8802 | 446.2707 | 400.481 | 355.1235 | 324.7909 | 303.6168 | 282.8275 | 266.5237 | 257.3243 | 0 | 0 | 0 | 0 | 0 | 0 | 0 | 0 | 0 | 0 | 0 | 0 | 0 | 0 | 0 | 0 | 0 | 0 | 0 | 0 | 0
| AP Recommendations | Reference Electric | 84.5132 | 78.1102 | 69.0141 | 58.6226 | 48.1351 | 38.2897 | 29.3455 | 21.2397 | 13.7786 | 6.7584 | 0 | 0 | 0 | 0 | 0 | 0 | 0 | 0 | 0 | 0 | 0 | 0 | 0 | 0 | 0 | 0 | 0 | 0 | 0 | 0 | 0
| AP Recommendations | Efficient Natural Gas | 0 | 19.4354 | 42.5992 | 52.5018 | 62.2647 | 76.7953 | 92.9782 | 107.1645 | 107.1834 | 109.9848 | 0 | 0 | 0 | 0 | 0 | 0 | 0 | 0 | 0 | 0 | 0 | 0 | 0 | 0 | 0 | 0 | 0 | 0 | 0 | 0 | 0
| AP Recommendations | Heat Pump | 0 | 24.3174 | 35.6781 | 82.5293 | 120.9152 | 136.5006 | 142.1864 | 152.4855 | 161.5164 | 165.0123 | 533.6797 | 532.9235 | 537.1261 | 546.3686 | 560.0156 | 576.3897 | 592.8317 | 606.2733 | 614.1782 | 615.4284 | 610.6715 | 601.9353 | 591.7731 | 582.4404 | 575.4559 | 571.5585 | 570.8687 | 573.0755 | 577.5804 | 583.6021 | 590.2671
| AP Recommendations | Other | 22.4704 | 19.7854 | 16.3869 | 12.7207 | 9.1331 | 5.8073 | 2.7792 | 0 | 0 | 0 | 0 | 0 | 0 | 0 | 0 | 0 | 0 | 0 | 0 | 0 | 0 | 0 | 0 | 0 | 0 | 0 | 0 | 0 | 0 | 0 | 0
| AP Recommendations | Total | 670.9852 | 688.8786 | 684.8 | 665.0225 | 637.4023 | 608.8342 | 583.6879 | 563.7173 | 549.002 | 539.0799 | 533.6797 | 532.9235 | 537.1261 | 546.3686 | 560.0156 | 576.3897 | 592.8317 | 606.2733 | 614.1782 | 615.4284 | 610.6715 | 601.9353 | 591.7731 | 582.4404 | 575.4559 | 571.5585 | 570.8687 | 573.0755 | 577.5804 | 583.6021 | 590.2671
Residential Water Heating Sales Share (% total sales)
| Scenario | Category | 2020 | 2021 | 2022 | 2023 | 2024 | 2025 | 2026 | 2027 | 2028 | 2029 | 2030 | 2031 | 2032 | 2033 | 2034 | 2035 | 2036 | 2037 | 2038 | 2039 | 2040 | 2041 | 2042 | 2043 | 2044 | 2045 | 2046 | 2047 | 2048 | 2049 | 2050
| AP Recommendations | Reference Distillate | 15.3% | 13.12% | 10.93% | 8.747% | 6.563% | 4.377% | 2.19% | 0% | 0% | 0% | 0% | 0% | 0% | 0% | 0% | 0% | 0% | 0% | 0% | 0% | 0% | 0% | 0% | 0% | 0% | 0% | 0% | 0% | 0% | 0% | 0%
| AP Recommendations | Reference Natural Gas | 68.75% | 66.32% | 65.17% | 60.22% | 55.71% | 53.35% | 52.02% | 50.17% | 48.55% | 47.73% | 0% | 0% | 0% | 0% | 0% | 0% | 0% | 0% | 0% | 0% | 0% | 0% | 0% | 0% | 0% | 0% | 0% | 0% | 0% | 0% | 0%
| AP Recommendations | Reference Electric | 12.6% | 11.34% | 10.08% | 8.815% | 7.552% | 6.289% | 5.028% | 3.768% | 2.51% | 1.254% | 0% | 0% | 0% | 0% | 0% | 0% | 0% | 0% | 0% | 0% | 0% | 0% | 0% | 0% | 0% | 0% | 0% | 0% | 0% | 0% | 0%
| AP Recommendations | Efficient Natural Gas | 0% | 2.821% | 6.221% | 7.895% | 9.769% | 12.61% | 15.93% | 19.01% | 19.52% | 20.4% | 0% | 0% | 0% | 0% | 0% | 0% | 0% | 0% | 0% | 0% | 0% | 0% | 0% | 0% | 0% | 0% | 0% | 0% | 0% | 0% | 0%
| AP Recommendations | Heat Pump | 0% | 3.53% | 5.21% | 12.41% | 18.97% | 22.42% | 24.36% | 27.05% | 29.42% | 30.61% | 100% | 100% | 100% | 100% | 100% | 100% | 100% | 100% | 100% | 100% | 100% | 100% | 100% | 100% | 100% | 100% | 100% | 100% | 100% | 100% | 100%
| AP Recommendations | Other | 3.349% | 2.872% | 2.393% | 1.913% | 1.433% | 0.9538% | 0.4761% | 0% | 0% | 0% | 0% | 0% | 0% | 0% | 0% | 0% | 0% | 0% | 0% | 0% | 0% | 0% | 0% | 0% | 0% | 0% | 0% | 0% | 0% | 0% | 0%
| AP Recommendations | Total | 100% | 100% | 100% | 100% | 100% | 100% | 100% | 100% | 100% | 100% | 100% | 100% | 100% | 100% | 100% | 100% | 100% | 100% | 100% | 100% | 100% | 100% | 100% | 100% | 100% | 100% | 100% | 100% | 100% | 100% | 100%
Residential Water Heating Stocks (million devices)
| Scenario | Category | 2020 | 2021 | 2022 | 2023 | 2024 | 2025 | 2026 | 2027 | 2028 | 2029 | 2030 | 2031 | 2032 | 2033 | 2034 | 2035 | 2036 | 2037 | 2038 | 2039 | 2040 | 2041 | 2042 | 2043 | 2044 | 2045 | 2046 | 2047 | 2048 | 2049 | 2050
| AP Recommendations | Reference Distillate | 1.2357 | 1.2232 | 1.1959 | 1.1549 | 1.1018 | 1.0379 | 0.96401 | 0.88057 | 0.79974 | 0.72112 | 0.64448 | 0.56975 | 0.49703 | 0.42655 | 0.35877 | 0.29442 | 0.23455 | 0.18038 | 0.13316 | 0.093827 | 0.062745 | 0.03959 | 0.023418 | 0.012888 | 0.006539 | 0.0030257 | 0.0012606 | 0.00046601 | 0.00015035 | 4.157e-05 | 9.64e-06
| AP Recommendations | Reference Natural Gas | 5.5828 | 5.5747 | 5.5589 | 5.5109 | 5.4366 | 5.3515 | 5.2628 | 5.1671 | 5.0658 | 4.963 | 4.608 | 4.2557 | 3.904 | 3.5508 | 3.1948 | 2.8364 | 2.4779 | 2.1242 | 1.7819 | 1.4586 | 1.1616 | 0.89673 | 0.66787 | 0.47702 | 0.32432 | 0.20801 | 0.12456 | 0.068817 | 0.034618 | 0.015626 | 0.0062275
| AP Recommendations | Reference Electric | 1.033 | 1.025 | 1.0083 | 0.98377 | 0.95229 | 0.91463 | 0.87131 | 0.82256 | 0.7685 | 0.70915 | 0.64449 | 0.58109 | 0.51881 | 0.45766 | 0.39775 | 0.33949 | 0.28358 | 0.231 | 0.18289 | 0.1403 | 0.104 | 0.074263 | 0.050905 | 0.033342 | 0.020744 | 0.012169 | 0.0066702 | 0.0033809 | 0.0015657 | 0.00065356 | 0.0002422
| AP Recommendations | Efficient Natural Gas | 0 | 0.019435 | 0.062035 | 0.11453 | 0.17679 | 0.25352 | 0.34632 | 0.45304 | 0.55926 | 0.66737 | 0.66399 | 0.6583 | 0.64929 | 0.63576 | 0.61645 | 0.5902 | 0.55616 | 0.51399 | 0.46412 | 0.40777 | 0.34704 | 0.28466 | 0.22378 | 0.16751 | 0.11851 | 0.078561 | 0.048327 | 0.027283 | 0.013961 | 0.0063864 | 0.0025719
| AP Recommendations | Heat Pump | 0 | 0.024317 | 0.059995 | 0.14252 | 0.26342 | 0.39986 | 0.54184 | 0.69378 | 0.85407 | 1.0166 | 1.5457 | 2.0706 | 2.5948 | 3.1212 | 3.6516 | 4.1855 | 4.7195 | 5.2466 | 5.757 | 6.2398 | 6.6844 | 7.0823 | 7.4279 | 7.7183 | 7.9532 | 8.1353 | 8.2696 | 8.3638 | 8.4266 | 8.4674 | 8.4942
| AP Recommendations | Other | 0.27775 | 0.2743 | 0.26761 | 0.25793 | 0.24561 | 0.23096 | 0.21417 | 0.19535 | 0.17715 | 0.15947 | 0.14228 | 0.12557 | 0.10936 | 0.093705 | 0.078706 | 0.064515 | 0.051346 | 0.039459 | 0.029113 | 0.020504 | 0.013706 | 0.0086449 | 0.0051115 | 0.0028119 | 0.0014261 | 0.00065963 | 0.00027471 | 0.00010152 | 3.274e-05 | 9.05e-06 | 2.1e-06
| AP Recommendations | Total | 8.1292 | 8.141 | 8.1528 | 8.1646 | 8.1765 | 8.1884 | 8.2004 | 8.2124 | 8.2245 | 8.2367 | 8.2488 | 8.2611 | 8.2734 | 8.2857 | 8.2981 | 8.3105 | 8.323 | 8.3355 | 8.3481 | 8.3608 | 8.3735 | 8.3862 | 8.399 | 8.4119 | 8.4248 | 8.4377 | 8.4507 | 8.4638 | 8.4769 | 8.4901 | 8.5033

## S1_Water Heating-Comm
Commercial Water Heating - Scenario 1: AP Recommendations
Annual commercial water heating stocks and sales by device type, for AP Recommendations.
Note: 2020 is a modeled year, reflecting historical trends.
Commercial Water Heating Sales (thousand sq ft)
| Scenario | Category | 2020 | 2021 | 2022 | 2023 | 2024 | 2025 | 2026 | 2027 | 2028 | 2029 | 2030 | 2031 | 2032 | 2033 | 2034 | 2035 | 2036 | 2037 | 2038 | 2039 | 2040 | 2041 | 2042 | 2043 | 2044 | 2045 | 2046 | 2047 | 2048 | 2049 | 2050
| AP Recommendations | Reference Distillate | 13608.4121 | 12610.6865 | 11003.9572 | 8965.3156 | 6699.0829 | 4382.8249 | 2132.9203 | 0 | 0 | 0 | 0 | 0 | 0 | 0 | 0 | 0 | 0 | 0 | 0 | 0 | 0 | 0 | 0 | 0 | 0 | 0 | 0 | 0 | 0 | 0 | 0
| AP Recommendations | Reference Natural Gas | 197321.9751 | 205800.2027 | 211742.2169 | 199262.7682 | 183656.363 | 172559.9246 | 163754.1019 | 153323.1105 | 144193.3516 | 138245.0922 | 0 | 0 | 0 | 0 | 0 | 0 | 0 | 0 | 0 | 0 | 0 | 0 | 0 | 0 | 0 | 0 | 0 | 0 | 0 | 0 | 0
| AP Recommendations | Reference Electric | 129279.9147 | 125791.5974 | 117082.1051 | 104333.8602 | 89097.8028 | 72864.464 | 56735.6796 | 41310.3793 | 26770.0499 | 13052.9429 | 0 | 0 | 0 | 0 | 0 | 0 | 0 | 0 | 0 | 0 | 0 | 0 | 0 | 0 | 0 | 0 | 0 | 0 | 0 | 0 | 0
| AP Recommendations | Efficient Natural Gas | 0 | 10625.4491 | 25244.5084 | 30994.5529 | 37195.653 | 47709.8979 | 59711.9566 | 69716.7007 | 77645.8254 | 87055.5721 | 0 | 0 | 0 | 0 | 0 | 0 | 0 | 0 | 0 | 0 | 0 | 0 | 0 | 0 | 0 | 0 | 0 | 0 | 0 | 0 | 0
| AP Recommendations | Heat Pump | 0 | 12983.7526 | 20065.716 | 48676.0603 | 74130.935 | 85980.0675 | 90926.3919 | 98021.5579 | 103628.2723 | 105144.89 | 336387.951 | 331080.3892 | 327876.4083 | 327196.4035 | 329427.127 | 334692.6125 | 342639.7293 | 352342.02 | 362405.4754 | 371284.1671 | 377702.9471 | 381006.7055 | 381279.4249 | 379201.3451 | 375751.905 | 371917.9256 | 368510.1454 | 366096.9378 | 365009.2507 | 365370.9398 | 367131.8949
| AP Recommendations | Other | 0 | 0 | 0 | 0 | 0 | 0 | 0 | 0 | 0 | 0 | 0 | 0 | 0 | 0 | 0 | 0 | 0 | 0 | 0 | 0 | 0 | 0 | 0 | 0 | 0 | 0 | 0 | 0 | 0 | 0 | 0
| AP Recommendations | Total | 340210.302 | 367811.6883 | 385138.5038 | 392232.5572 | 390779.8367 | 383497.1788 | 373261.0503 | 362371.7484 | 352237.4992 | 343498.4972 | 336387.951 | 331080.3892 | 327876.4083 | 327196.4035 | 329427.127 | 334692.6125 | 342639.7293 | 352342.02 | 362405.4754 | 371284.1671 | 377702.9471 | 381006.7055 | 381279.4249 | 379201.3451 | 375751.905 | 371917.9256 | 368510.1454 | 366096.9378 | 365009.2507 | 365370.9398 | 367131.8949
Commercial Water Heating Sales Share (% total sales)
| Scenario | Category | 2020 | 2021 | 2022 | 2023 | 2024 | 2025 | 2026 | 2027 | 2028 | 2029 | 2030 | 2031 | 2032 | 2033 | 2034 | 2035 | 2036 | 2037 | 2038 | 2039 | 2040 | 2041 | 2042 | 2043 | 2044 | 2045 | 2046 | 2047 | 2048 | 2049 | 2050
| AP Recommendations | Reference Distillate | 4% | 3.429% | 2.857% | 2.286% | 1.714% | 1.143% | 0.5714% | 0% | 0% | 0% | 0% | 0% | 0% | 0% | 0% | 0% | 0% | 0% | 0% | 0% | 0% | 0% | 0% | 0% | 0% | 0% | 0% | 0% | 0% | 0% | 0%
| AP Recommendations | Reference Natural Gas | 58% | 55.95% | 54.98% | 50.8% | 47% | 45% | 43.87% | 42.31% | 40.94% | 40.25% | 0% | 0% | 0% | 0% | 0% | 0% | 0% | 0% | 0% | 0% | 0% | 0% | 0% | 0% | 0% | 0% | 0% | 0% | 0% | 0% | 0%
| AP Recommendations | Reference Electric | 38% | 34.2% | 30.4% | 26.6% | 22.8% | 19% | 15.2% | 11.4% | 7.6% | 3.8% | 0% | 0% | 0% | 0% | 0% | 0% | 0% | 0% | 0% | 0% | 0% | 0% | 0% | 0% | 0% | 0% | 0% | 0% | 0% | 0% | 0%
| AP Recommendations | Efficient Natural Gas | 0% | 2.889% | 6.555% | 7.902% | 9.518% | 12.44% | 16% | 19.24% | 22.04% | 25.34% | 0% | 0% | 0% | 0% | 0% | 0% | 0% | 0% | 0% | 0% | 0% | 0% | 0% | 0% | 0% | 0% | 0% | 0% | 0% | 0% | 0%
| AP Recommendations | Heat Pump | 0% | 3.53% | 5.21% | 12.41% | 18.97% | 22.42% | 24.36% | 27.05% | 29.42% | 30.61% | 100% | 100% | 100% | 100% | 100% | 100% | 100% | 100% | 100% | 100% | 100% | 100% | 100% | 100% | 100% | 100% | 100% | 100% | 100% | 100% | 100%
| AP Recommendations | Other | bar: 2020 to 2050
| AP Recommendations | Total | 100% | 100% | 100% | 100% | 100% | 100% | 100% | 100% | 100% | 100% | 100% | 100% | 100% | 100% | 100% | 100% | 100% | 100% | 100% | 100% | 100% | 100% | 100% | 100% | 100% | 100% | 100% | 100% | 100% | 100% | 100%
Commercial Water Heating Stocks (billion sq ft)
| Scenario | Category | 2020 | 2021 | 2022 | 2023 | 2024 | 2025 | 2026 | 2027 | 2028 | 2029 | 2030 | 2031 | 2032 | 2033 | 2034 | 2035 | 2036 | 2037 | 2038 | 2039 | 2040 | 2041 | 2042 | 2043 | 2044 | 2045 | 2046 | 2047 | 2048 | 2049 | 2050
| AP Recommendations | Reference Distillate | 0.2013 | 0.19996 | 0.19632 | 0.19037 | 0.18222 | 0.17205 | 0.16006 | 0.14639 | 0.13318 | 0.12041 | 0.10806 | 0.096147 | 0.084689 | 0.073715 | 0.063263 | 0.053379 | 0.044128 | 0.035591 | 0.027875 | 0.021089 | 0.015329 | 0.010645 | 0.0070231 | 0.0043754 | 0.0025573 | 0.0013919 | 0.00069958 | 0.00032151 | 0.00013361 | 4.958e-05 | 1.6203e-05
| AP Recommendations | Reference Natural Gas | 2.9188 | 2.9223 | 2.9218 | 2.9048 | 2.8731 | 2.8346 | 2.7933 | 2.7481 | 2.6999 | 2.6511 | 2.4689 | 2.2907 | 2.1157 | 1.9431 | 1.7719 | 1.6014 | 1.4311 | 1.2613 | 1.0933 | 0.92916 | 0.7719 | 0.62479 | 0.49098 | 0.37305 | 0.27271 | 0.19069 | 0.12665 | 0.079252 | 0.0463 | 0.024993 | 0.012325
| AP Recommendations | Reference Electric | 1.9123 | 1.9056 | 1.8836 | 1.8463 | 1.7942 | 1.7289 | 1.6513 | 1.5627 | 1.4637 | 1.355 | 1.2368 | 1.1222 | 1.011 | 0.90313 | 0.79864 | 0.69759 | 0.60028 | 0.50731 | 0.41968 | 0.33867 | 0.26569 | 0.20196 | 0.14826 | 0.10473 | 0.070913 | 0.045797 | 0.028049 | 0.01618 | 0.0087205 | 0.0043513 | 0.0019892
| AP Recommendations | Efficient Natural Gas | 0 | 0.010625 | 0.03587 | 0.066864 | 0.10405 | 0.15174 | 0.21138 | 0.28091 | 0.35814 | 0.44439 | 0.44292 | 0.44041 | 0.43638 | 0.4302 | 0.4212 | 0.40865 | 0.39191 | 0.37047 | 0.34413 | 0.31308 | 0.27794 | 0.23983 | 0.20026 | 0.16103 | 0.12401 | 0.090894 | 0.062961 | 0.040888 | 0.024673 | 0.013698 | 0.0069197
| AP Recommendations | Heat Pump | 0 | 0.012984 | 0.033049 | 0.081725 | 0.15585 | 0.2418 | 0.33264 | 0.43044 | 0.53355 | 0.63764 | 0.97203 | 1.2996 | 1.6217 | 1.9399 | 2.2557 | 2.5705 | 2.885 | 3.1988 | 3.5098 | 3.8141 | 4.1067 | 4.382 | 4.6344 | 4.8596 | 5.0546 | 5.2182 | 5.3509 | 5.4551 | 5.5344 | 5.5939 | 5.6386
| AP Recommendations | Other | 0 | 0 | 0 | 0 | 0 | 0 | 0 | 0 | 0 | 0 | 0 | 0 | 0 | 0 | 0 | 0 | 0 | 0 | 0 | 0 | 0 | 0 | 0 | 0 | 0 | 0 | 0 | 0 | 0 | 0 | 0
| AP Recommendations | Total | 5.0324 | 5.0515 | 5.0707 | 5.09 | 5.1095 | 5.129 | 5.1487 | 5.1685 | 5.1885 | 5.2085 | 5.2287 | 5.249 | 5.2695 | 5.29 | 5.3107 | 5.3315 | 5.3525 | 5.3735 | 5.3948 | 5.4161 | 5.4376 | 5.4592 | 5.4809 | 5.5028 | 5.5248 | 5.547 | 5.5693 | 5.5917 | 5.6143 | 5.637 | 5.6598

## S1_Building Shells
Building Shells - Scenario 1: AP Recommendations
Annual building shell stocks and sales by shell type, for AP Recommendations.
Note: 2020 is a modeled year, reflecting historical trends.
Building Shell Sales (thousand buildings)
| Scenario | Shell Type | 2020 | 2021 | 2022 | 2023 | 2024 | 2025 | 2026 | 2027 | 2028 | 2029 | 2030 | 2031 | 2032 | 2033 | 2034 | 2035 | 2036 | 2037 | 2038 | 2039 | 2040 | 2041 | 2042 | 2043 | 2044 | 2045 | 2046 | 2047 | 2048 | 2049 | 2050
| AP Recommendations | Basic Shell | 20.3498 | 26.5301 | 30.9876 | 40.136 | 48.3568 | 56.6087 | 76.3494 | 96.1319 | 120.8686 | 145.7023 | 168.2187 | 185.989 | 198.637 | 207.4956 | 215.2592 | 222.8771 | 222.3527 | 221.4164 | 219.8306 | 217.2869 | 213.4602 | 208.1836 | 201.8296 | 195.901 | 193.4592 | 198.3254 | 211.981 | 229.987 | 243.8181 | 248.8019 | 247.1958
| AP Recommendations | Deep Shell | 18.3756 | 20.8906 | 21.8026 | 21.7002 | 21.4894 | 21.5576 | 21.8681 | 22.3255 | 22.8683 | 23.4605 | 24.0804 | 27.503 | 34.3663 | 41.2243 | 48.0642 | 51.4332 | 51.3121 | 51.0961 | 50.7301 | 50.1431 | 49.26 | 48.0424 | 46.5761 | 45.2079 | 44.6444 | 45.7674 | 48.9187 | 53.0739 | 56.2657 | 57.4158 | 57.0451
| AP Recommendations | Reference Shell | 320.8754 | 346.8154 | 344.4872 | 320.4113 | 296.4933 | 277.8633 | 252.0092 | 228.5893 | 201.6019 | 175.2871 | 151.7064 | 130.2954 | 110.6594 | 94.8159 | 79.9926 | 68.5776 | 68.4162 | 68.1281 | 67.6402 | 66.8575 | 65.6801 | 64.0565 | 62.1014 | 60.2772 | 59.5259 | 61.0232 | 65.2249 | 70.7652 | 75.0209 | 76.5544 | 76.0602
| AP Recommendations | Total | 359.6008 | 394.2361 | 397.2773 | 382.2475 | 366.3395 | 356.0296 | 350.2267 | 347.0468 | 345.3388 | 344.4499 | 344.0055 | 343.7875 | 343.6626 | 343.5357 | 343.316 | 342.8879 | 342.081 | 340.6406 | 338.2009 | 334.2875 | 328.4003 | 320.2825 | 310.5071 | 301.3862 | 297.6295 | 305.1159 | 326.1246 | 353.8261 | 375.1047 | 382.7721 | 380.3012
Building Shell Sales Share (% of total sales)
| Scenario | Shell Type | 2020 | 2021 | 2022 | 2023 | 2024 | 2025 | 2026 | 2027 | 2028 | 2029 | 2030 | 2031 | 2032 | 2033 | 2034 | 2035 | 2036 | 2037 | 2038 | 2039 | 2040 | 2041 | 2042 | 2043 | 2044 | 2045 | 2046 | 2047 | 2048 | 2049 | 2050
| AP Recommendations | Basic Shell | 5.659% | 6.73% | 7.8% | 10.5% | 13.2% | 15.9% | 21.8% | 27.7% | 35% | 42.3% | 48.9% | 54.1% | 57.8% | 60.4% | 62.7% | 65% | 65% | 65% | 65% | 65% | 65% | 65% | 65% | 65% | 65% | 65% | 65% | 65% | 65% | 65% | 65%
| AP Recommendations | Deep Shell | 5.11% | 5.299% | 5.488% | 5.677% | 5.866% | 6.055% | 6.244% | 6.433% | 6.622% | 6.811% | 7% | 8% | 10% | 12% | 14% | 15% | 15% | 15% | 15% | 15% | 15% | 15% | 15% | 15% | 15% | 15% | 15% | 15% | 15% | 15% | 15%
| AP Recommendations | Reference Shell | 89.23% | 87.97% | 86.71% | 83.82% | 80.93% | 78.04% | 71.96% | 65.87% | 58.38% | 50.89% | 44.1% | 37.9% | 32.2% | 27.6% | 23.3% | 20% | 20% | 20% | 20% | 20% | 20% | 20% | 20% | 20% | 20% | 20% | 20% | 20% | 20% | 20% | 20%
| AP Recommendations | Total | 100% | 100% | 100% | 100% | 100% | 100% | 100% | 100% | 100% | 100% | 100% | 100% | 100% | 100% | 100% | 100% | 100% | 100% | 100% | 100% | 100% | 100% | 100% | 100% | 100% | 100% | 100% | 100% | 100% | 100% | 100%
Building Shell Stocks (million buildings)
| Scenario | Shell Type | 2020 | 2021 | 2022 | 2023 | 2024 | 2025 | 2026 | 2027 | 2028 | 2029 | 2030 | 2031 | 2032 | 2033 | 2034 | 2035 | 2036 | 2037 | 2038 | 2039 | 2040 | 2041 | 2042 | 2043 | 2044 | 2045 | 2046 | 2047 | 2048 | 2049 | 2050
| AP Recommendations | Basic Shell | 0.035242 | 0.061773 | 0.09276 | 0.1329 | 0.18125 | 0.23786 | 0.31421 | 0.41034 | 0.53121 | 0.67691 | 0.84513 | 1.0311 | 1.2298 | 1.4372 | 1.6525 | 1.8753 | 2.0975 | 2.3187 | 2.5381 | 2.7546 | 2.9665 | 3.172 | 3.3692 | 3.5576 | 3.7394 | 3.9204 | 4.1082 | 4.3061 | 4.509 | 4.7069 | 4.8917
| AP Recommendations | Deep Shell | 0.033268 | 0.054159 | 0.075961 | 0.097662 | 0.11915 | 0.14071 | 0.16258 | 0.1849 | 0.20777 | 0.23123 | 0.25531 | 0.28281 | 0.31718 | 0.35839 | 0.40643 | 0.45782 | 0.50904 | 0.55995 | 0.61031 | 0.65976 | 0.70779 | 0.7537 | 0.79674 | 0.83635 | 0.87262 | 0.90666 | 0.94035 | 0.9752 | 1.0112 | 1.0473 | 1.0823
| AP Recommendations | Reference Shell | 8.2335 | 8.1981 | 8.1573 | 8.1075 | 8.0498 | 7.9839 | 7.8979 | 7.7917 | 7.6603 | 7.5035 | 7.3237 | 7.1227 | 6.9022 | 6.6661 | 6.4155 | 6.154 | 5.8933 | 5.634 | 5.3771 | 5.1241 | 4.8771 | 4.6387 | 4.4115 | 4.1966 | 3.9918 | 3.7899 | 3.5818 | 3.3624 | 3.1369 | 2.9163 | 2.7099
| AP Recommendations | Total | 8.302 | 8.314 | 8.326 | 8.3381 | 8.3502 | 8.3624 | 8.3747 | 8.387 | 8.3993 | 8.4117 | 8.4241 | 8.4366 | 8.4492 | 8.4618 | 8.4744 | 8.4871 | 8.4999 | 8.5127 | 8.5255 | 8.5385 | 8.5514 | 8.5644 | 8.5775 | 8.5906 | 8.6038 | 8.617 | 8.6303 | 8.6437 | 8.6571 | 8.6705 | 8.684
Building Shell Summary Metrics
|  | Metric | 2020 | 2021 | 2022 | 2023 | 2024 | 2025 | 2026 | 2027 | 2028 | 2029 | 2030 | 2031 | 2032 | 2033 | 2034 | 2035 | 2036 | 2037 | 2038 | 2039 | 2040 | 2041 | 2042 | 2043 | 2044 | 2045 | 2046 | 2047 | 2048 | 2049 | 2050
|  | Basic Shell Sales Share | 5.659% | 6.73% | 7.8% | 10.5% | 13.2% | 15.9% | 21.8% | 27.7% | 35% | 42.3% | 48.9% | 54.1% | 57.8% | 60.4% | 62.7% | 65% | 65% | 65% | 65% | 65% | 65% | 65% | 65% | 65% | 65% | 65% | 65% | 65% | 65% | 65% | 65%
|  | Basic Shell Stock Share | 0.4245% | 0.743% | 1.114% | 1.594% | 2.171% | 2.844% | 3.752% | 4.893% | 6.324% | 8.047% | 10.03% | 12.22% | 14.55% | 16.99% | 19.5% | 22.1% | 24.68% | 27.24% | 29.77% | 32.26% | 34.69% | 37.04% | 39.28% | 41.41% | 43.46% | 45.5% | 47.6% | 49.82% | 52.08% | 54.29% | 56.33%
|  | Basic Shell Stock (million buildings) | 0.035242 | 0.061773 | 0.09276 | 0.1329 | 0.18125 | 0.23786 | 0.31421 | 0.41034 | 0.53121 | 0.67691 | 0.84513 | 1.0311 | 1.2298 | 1.4372 | 1.6525 | 1.8753 | 2.0975 | 2.3187 | 2.5381 | 2.7546 | 2.9665 | 3.172 | 3.3692 | 3.5576 | 3.7394 | 3.9204 | 4.1082 | 4.3061 | 4.509 | 4.7069 | 4.8917
|  | Deep Shell Sales Share | 5.11% | 5.299% | 5.488% | 5.677% | 5.866% | 6.055% | 6.244% | 6.433% | 6.622% | 6.811% | 7% | 8% | 10% | 12% | 14% | 15% | 15% | 15% | 15% | 15% | 15% | 15% | 15% | 15% | 15% | 15% | 15% | 15% | 15% | 15% | 15%
|  | Deep Shell Stock Share | 0.4007% | 0.6514% | 0.9123% | 1.171% | 1.427% | 1.683% | 1.941% | 2.205% | 2.474% | 2.749% | 3.031% | 3.352% | 3.754% | 4.235% | 4.796% | 5.394% | 5.989% | 6.578% | 7.159% | 7.727% | 8.277% | 8.8% | 9.289% | 9.736% | 10.14% | 10.52% | 10.9% | 11.28% | 11.68% | 12.08% | 12.46%
|  | Deep Shell Stock (million buildings) | 0.033268 | 0.054159 | 0.075961 | 0.097662 | 0.11915 | 0.14071 | 0.16258 | 0.1849 | 0.20777 | 0.23123 | 0.25531 | 0.28281 | 0.31718 | 0.35839 | 0.40643 | 0.45782 | 0.50904 | 0.55995 | 0.61031 | 0.65976 | 0.70779 | 0.7537 | 0.79674 | 0.83635 | 0.87262 | 0.90666 | 0.94035 | 0.9752 | 1.0112 | 1.0473 | 1.0823

## S2_LDVs
LDVs - Scenario 2: Strategic Use of Low-Carbon Fuels
Annual LDV stocks and sales by vehicle type, for Strategic Use of Low-Carbon Fuels.
Note: 2020 is a modeled year, reflecting historical trends.
Light Duty Vehicles (LDVs) Sales (thousand vehicles)
| Scenario | Vehicle Type | 2020 | 2021 | 2022 | 2023 | 2024 | 2025 | 2026 | 2027 | 2028 | 2029 | 2030 | 2031 | 2032 | 2033 | 2034 | 2035 | 2036 | 2037 | 2038 | 2039 | 2040 | 2041 | 2042 | 2043 | 2044 | 2045 | 2046 | 2047 | 2048 | 2049 | 2050
| Strategic Use of Low-Carbon Fuels | Battery Electric | 10.8408 | 21.5764 | 29.358 | 46.1855 | 60.9006 | 80.8083 | 141.2188 | 252.2654 | 335.8664 | 414.7132 | 490.7877 | 506.431 | 523.0064 | 540.8364 | 559.6038 | 571.8837 | 577.2233 | 579.8674 | 581.2893 | 579.0276 | 574.5067 | 570.2821 | 566.0748 | 557.3021 | 557.1233 | 560.8513 | 560.8405 | 564.1098 | 571.1759 | 555.2762 | 567.6275
| Strategic Use of Low-Carbon Fuels | CNG | 0.11641 | 0.09974 | 0.08408 | 0.07046 | 0.05825 | 0.04661 | 0.03607 | 0.02624 | 0.01723 | 0.00858 | 0 | 0 | 0 | 0 | 0 | 0 | 0 | 0 | 0 | 0 | 0 | 0 | 0 | 0 | 0 | 0 | 0 | 0 | 0 | 0 | 0
| Strategic Use of Low-Carbon Fuels | Diesel | 41.8412 | 37.335 | 32.9963 | 28.5606 | 24.1058 | 19.6662 | 15.5523 | 11.5726 | 7.7142 | 3.8424 | 0 | 0 | 0 | 0 | 0 | 0 | 0 | 0 | 0 | 0 | 0 | 0 | 0 | 0 | 0 | 0 | 0 | 0 | 0 | 0 | 0
| Strategic Use of Low-Carbon Fuels | Gasoline | 675.2268 | 640.9717 | 603.0709 | 550.9235 | 502.7496 | 406.972 | 320.3598 | 226.6414 | 169.5774 | 114.6567 | 61.3485 | 42.7111 | 24.3259 | 15.4525 | 6.2877 | 0 | 0 | 0 | 0 | 0 | 0 | 0 | 0 | 0 | 0 | 0 | 0 | 0 | 0 | 0 | 0
| Strategic Use of Low-Carbon Fuels | Hydrogen Fuel Cell | 0 | 0 | 7.7453 | 15.1155 | 22.1392 | 28.6686 | 35.1165 | 41.4331 | 48.045 | 54.6959 | 61.3485 | 61.0158 | 60.8147 | 61.8099 | 62.8768 | 63.5426 | 64.1359 | 64.4297 | 64.5877 | 64.3364 | 63.8341 | 63.3647 | 62.8972 | 61.9225 | 61.9026 | 62.3168 | 62.3156 | 62.6789 | 63.464 | 61.6973 | 63.0697
| Strategic Use of Low-Carbon Fuels | Plug in Hybrid Electric | 6.6443 | 15.5603 | 23.8268 | 39.3432 | 54.2234 | 108.8825 | 119.8141 | 89.5576 | 56.5009 | 27.4117 | 0 | 0 | 0 | 0 | 0 | 0 | 0 | 0 | 0 | 0 | 0 | 0 | 0 | 0 | 0 | 0 | 0 | 0 | 0 | 0 | 0
| Strategic Use of Low-Carbon Fuels | Total | 734.6695 | 715.5431 | 697.0814 | 680.1988 | 664.1768 | 645.0442 | 632.0976 | 621.4965 | 617.721 | 615.3286 | 613.4847 | 610.1579 | 608.1469 | 618.0987 | 628.7683 | 635.4263 | 641.3592 | 644.2971 | 645.877 | 643.364 | 638.3408 | 633.6468 | 628.972 | 619.2246 | 619.0259 | 623.1681 | 623.1561 | 626.7886 | 634.6399 | 616.9736 | 630.6972
Light Duty Vehicles (LDVs) Sales Shares (% of total sales)
| Scenario | Vehicle Type | 2020 | 2021 | 2022 | 2023 | 2024 | 2025 | 2026 | 2027 | 2028 | 2029 | 2030 | 2031 | 2032 | 2033 | 2034 | 2035 | 2036 | 2037 | 2038 | 2039 | 2040 | 2041 | 2042 | 2043 | 2044 | 2045 | 2046 | 2047 | 2048 | 2049 | 2050
| Strategic Use of Low-Carbon Fuels | Battery Electric | 1.476% | 3.015% | 4.212% | 6.79% | 9.169% | 12.53% | 22.34% | 40.59% | 54.37% | 67.4% | 80% | 83% | 86% | 87.5% | 89% | 90% | 90% | 90% | 90% | 90% | 90% | 90% | 90% | 90% | 90% | 90% | 90% | 90% | 90% | 90% | 90%
| Strategic Use of Low-Carbon Fuels | CNG | 0.01585% | 0.01394% | 0.01206% | 0.01036% | 0.00877% | 0.007226% | 0.005706% | 0.004222% | 0.002789% | 0.001394% | 0% | 0% | 0% | 0% | 0% | 0% | 0% | 0% | 0% | 0% | 0% | 0% | 0% | 0% | 0% | 0% | 0% | 0% | 0% | 0% | 0%
| Strategic Use of Low-Carbon Fuels | Diesel | 5.695% | 5.218% | 4.733% | 4.199% | 3.629% | 3.049% | 2.46% | 1.862% | 1.249% | 0.6245% | 0% | 0% | 0% | 0% | 0% | 0% | 0% | 0% | 0% | 0% | 0% | 0% | 0% | 0% | 0% | 0% | 0% | 0% | 0% | 0% | 0%
| Strategic Use of Low-Carbon Fuels | Gasoline | 91.91% | 89.58% | 86.51% | 80.99% | 75.7% | 63.09% | 50.68% | 36.47% | 27.45% | 18.63% | 10% | 7% | 4% | 2.5% | 1% | 0% | 0% | 0% | 0% | 0% | 0% | 0% | 0% | 0% | 0% | 0% | 0% | 0% | 0% | 0% | 0%
| Strategic Use of Low-Carbon Fuels | Hydrogen Fuel Cell | 0% | 0% | 1.111% | 2.222% | 3.333% | 4.444% | 5.556% | 6.667% | 7.778% | 8.889% | 10% | 10% | 10% | 10% | 10% | 10% | 10% | 10% | 10% | 10% | 10% | 10% | 10% | 10% | 10% | 10% | 10% | 10% | 10% | 10% | 10%
| Strategic Use of Low-Carbon Fuels | Plug in Hybrid Electric | 0.9044% | 2.175% | 3.418% | 5.784% | 8.164% | 16.88% | 18.96% | 14.41% | 9.147% | 4.455% | 0% | 0% | 0% | 0% | 0% | 0% | 0% | 0% | 0% | 0% | 0% | 0% | 0% | 0% | 0% | 0% | 0% | 0% | 0% | 0% | 0%
Light Duty Vehicles (LDVs) Stocks (million vehicles)
| Scenario | Vehicle Type | 2020 | 2021 | 2022 | 2023 | 2024 | 2025 | 2026 | 2027 | 2028 | 2029 | 2030 | 2031 | 2032 | 2033 | 2034 | 2035 | 2036 | 2037 | 2038 | 2039 | 2040 | 2041 | 2042 | 2043 | 2044 | 2045 | 2046 | 2047 | 2048 | 2049 | 2050
| Strategic Use of Low-Carbon Fuels | Battery Electric | 0.023623 | 0.044712 | 0.073473 | 0.11886 | 0.1786 | 0.25772 | 0.39644 | 0.64483 | 0.97443 | 1.3796 | 1.8565 | 2.3431 | 2.8387 | 3.3427 | 3.8536 | 4.3626 | 4.8605 | 5.3422 | 5.8044 | 6.2409 | 6.6463 | 7.0178 | 7.3531 | 7.646 | 7.9054 | 8.1367 | 8.3384 | 8.516 | 8.6756 | 8.7966 | 8.9099
| Strategic Use of Low-Carbon Fuels | CNG | 0.001677 | 0.0016453 | 0.001605 | 0.0015566 | 0.0015006 | 0.0014381 | 0.0013694 | 0.001295 | 0.0012144 | 0.001127 | 0.0010322 | 0.0009409 | 0.00085332 | 0.00076609 | 0.00068014 | 0.00059685 | 0.00051764 | 0.00044352 | 0.00037515 | 0.00031351 | 0.00025888 | 0.00021126 | 0.0001706 | 0.00013687 | 0.00010904 | 8.614e-05 | 6.8e-05 | 5.279e-05 | 4.041e-05 | 3.163e-05 | 2.411e-05
| Strategic Use of Low-Carbon Fuels | Diesel | 0.75019 | 0.73843 | 0.72272 | 0.70326 | 0.68032 | 0.65426 | 0.62504 | 0.59274 | 0.55726 | 0.51891 | 0.47813 | 0.4385 | 0.40015 | 0.36306 | 0.3273 | 0.29335 | 0.26113 | 0.23093 | 0.20281 | 0.17701 | 0.15374 | 0.13287 | 0.11432 | 0.098633 | 0.084704 | 0.071964 | 0.06065 | 0.050605 | 0.041078 | 0.034763 | 0.028399
| Strategic Use of Low-Carbon Fuels | Gasoline | 9.4029 | 9.387 | 9.3514 | 9.2803 | 9.1769 | 8.9966 | 8.7437 | 8.4096 | 8.0256 | 7.5934 | 7.1154 | 6.6297 | 6.1375 | 5.6386 | 5.1347 | 4.6347 | 4.1486 | 3.6819 | 3.2388 | 2.826 | 2.4485 | 2.1076 | 1.8038 | 1.5418 | 1.3119 | 1.108 | 0.93169 | 0.7774 | 0.63935 | 0.53807 | 0.44313
| Strategic Use of Low-Carbon Fuels | Hydrogen Fuel Cell | 9.2e-07 | 8.4e-07 | 0.0077461 | 0.022813 | 0.044807 | 0.07319 | 0.1078 | 0.14841 | 0.19518 | 0.24797 | 0.30659 | 0.36385 | 0.41966 | 0.475 | 0.52969 | 0.58301 | 0.63449 | 0.68342 | 0.72939 | 0.77176 | 0.81015 | 0.84454 | 0.87493 | 0.90083 | 0.92336 | 0.94328 | 0.96045 | 0.97553 | 0.98917 | 0.99907 | 1.0086
| Strategic Use of Low-Carbon Fuels | Plug in Hybrid Electric | 0.020929 | 0.035709 | 0.058704 | 0.097075 | 0.15005 | 0.25726 | 0.37451 | 0.46038 | 0.51201 | 0.53315 | 0.52512 | 0.5152 | 0.50301 | 0.48839 | 0.4713 | 0.45169 | 0.42946 | 0.40461 | 0.37668 | 0.34532 | 0.3113 | 0.27627 | 0.24197 | 0.20994 | 0.18108 | 0.15565 | 0.13354 | 0.11449 | 0.098151 | 0.084155 | 0.07199
| Strategic Use of Low-Carbon Fuels | Total | 10.1993 | 10.2074 | 10.2156 | 10.2239 | 10.2322 | 10.2405 | 10.2488 | 10.2573 | 10.2657 | 10.2742 | 10.2827 | 10.2913 | 10.2999 | 10.3085 | 10.3172 | 10.326 | 10.3347 | 10.3436 | 10.3524 | 10.3613 | 10.3703 | 10.3793 | 10.3883 | 10.3974 | 10.4065 | 10.4157 | 10.4249 | 10.4341 | 10.4434 | 10.4527 | 10.4621
LDV ZEV Summary Metrics
|  | Metric | 2020 | 2021 | 2022 | 2023 | 2024 | 2025 | 2026 | 2027 | 2028 | 2029 | 2030 | 2031 | 2032 | 2033 | 2034 | 2035 | 2036 | 2037 | 2038 | 2039 | 2040 | 2041 | 2042 | 2043 | 2044 | 2045 | 2046 | 2047 | 2048 | 2049 | 2050
|  | Sales Share ZEVs | 2.38% | 5.19% | 8.741% | 14.8% | 20.67% | 33.85% | 46.85% | 61.67% | 71.3% | 80.74% | 90% | 93% | 96% | 97.5% | 99% | 100% | 100% | 100% | 100% | 100% | 100% | 100% | 100% | 100% | 100% | 100% | 100% | 100% | 100% | 100% | 100%
|  | Stock share ZEVs | 0.4368% | 0.7879% | 1.37% | 2.335% | 3.65% | 5.744% | 8.574% | 12.22% | 16.38% | 21.03% | 26.14% | 31.31% | 36.52% | 41.77% | 47.05% | 52.27% | 57.33% | 62.17% | 66.75% | 71.01% | 74.9% | 78.41% | 81.53% | 84.22% | 86.58% | 88.67% | 90.48% | 92.06% | 93.48% | 94.52% | 95.49%
|  | LDV ZEVs on the Road (million vehicles) | 0.044553 | 0.080422 | 0.13992 | 0.23875 | 0.37346 | 0.58817 | 0.87875 | 1.2536 | 1.6816 | 2.1607 | 2.6882 | 3.2221 | 3.7614 | 4.3061 | 4.8546 | 5.3973 | 5.9245 | 6.4303 | 6.9104 | 7.358 | 7.7678 | 8.1386 | 8.47 | 8.7568 | 9.0098 | 9.2356 | 9.4324 | 9.606 | 9.7629 | 9.8799 | 9.9905

## S2_MHDVs
MHDVs - Scenario 2: Strategic Use of Low-Carbon Fuels
Annual MHDV stocks and sales by vehicle type, for Strategic Use of Low-Carbon Fuels.
Note: 2020 is a modeled year, reflecting historical trends.
Total Medium and Heavy Duty Vehicles (MDVs and HDVs) Sales (thousand vehicles)
| Scenario | Vehicle type | 2020 | 2021 | 2022 | 2023 | 2024 | 2025 | 2026 | 2027 | 2028 | 2029 | 2030 | 2031 | 2032 | 2033 | 2034 | 2035 | 2036 | 2037 | 2038 | 2039 | 2040 | 2041 | 2042 | 2043 | 2044 | 2045 | 2046 | 2047 | 2048 | 2049 | 2050
| Strategic Use of Low-Carbon Fuels | Battery Electric | 0 | 0.09026 | 0.17107 | 0.24863 | 0.32653 | 0.44779 | 0.58604 | 0.85851 | 1.18 | 1.4991 | 1.839 | 2.0878 | 2.3226 | 2.5488 | 2.7981 | 3.0208 | 3.1816 | 3.3547 | 3.5913 | 3.8447 | 4.1124 | 4.3905 | 4.623 | 4.853 | 5.0314 | 5.0811 | 5.0907 | 5.0885 | 5.0773 | 5.0603 | 5.0404
| Strategic Use of Low-Carbon Fuels | CNG | 0.21226 | 0.19622 | 0.18608 | 0.18044 | 0.17793 | 0.17724 | 0.1774 | 0.17775 | 0.1778 | 0.17738 | 0.17639 | 0.17493 | 0.17309 | 0.17113 | 0.16932 | 0.16785 | 0.16702 | 0.16691 | 0.16761 | 0.16901 | 0.17093 | 0.17313 | 0.17533 | 0.17727 | 0.1788 | 0.17982 | 0.18032 | 0.18034 | 0.17998 | 0.17937 | 0.17863
| Strategic Use of Low-Carbon Fuels | Diesel | 9.014 | 8.2873 | 7.8042 | 7.5079 | 7.3404 | 7.2302 | 7.144 | 7.0047 | 6.8381 | 6.6597 | 6.4528 | 6.2834 | 5.8144 | 5.2083 | 4.5545 | 3.9795 | 3.5764 | 3.1855 | 2.6929 | 2.2007 | 1.7048 | 1.1989 | 0.79552 | 0.38206 | 0.06058 | 0 | 0 | 0 | 0 | 0 | 0
| Strategic Use of Low-Carbon Fuels | Diesel Electric Hybrid | 0 | 0 | 0 | 0 | 0 | 0 | 0 | 0 | 0 | 0 | 0 | 0 | 0 | 0 | 0 | 0 | 0 | 0 | 0 | 0 | 0 | 0 | 0 | 0 | 0 | 0 | 0 | 0 | 0 | 0 | 0
| Strategic Use of Low-Carbon Fuels | Gasoline | 4.5638 | 4.062 | 3.703 | 3.4467 | 3.2561 | 3.029 | 2.7951 | 2.3302 | 1.7746 | 1.2142 | 0.6077 | 0.14781 | 0 | 0 | 0 | 0 | 0 | 0 | 0 | 0 | 0 | 0 | 0 | 0 | 0 | 0 | 0 | 0 | 0 | 0 | 0
| Strategic Use of Low-Carbon Fuels | Hydrogen Fuel Cell | 0 | 0.11376 | 0.2155 | 0.31279 | 0.4102 | 0.56176 | 0.73888 | 1.0843 | 1.4917 | 1.8976 | 2.3322 | 2.6505 | 2.9537 | 3.2483 | 3.5731 | 3.8645 | 4.0758 | 4.3003 | 4.6026 | 4.9228 | 5.2573 | 5.6018 | 5.8856 | 6.1651 | 6.3791 | 6.432 | 6.4365 | 6.429 | 6.4128 | 6.3917 | 6.369
| Strategic Use of Low-Carbon Fuels | Total | 13.7901 | 12.7495 | 12.0798 | 11.6964 | 11.5111 | 11.4461 | 11.4414 | 11.4554 | 11.4621 | 11.448 | 11.4081 | 11.3445 | 11.2638 | 11.1765 | 11.0951 | 11.0326 | 11.0008 | 11.0074 | 11.0545 | 11.1373 | 11.2454 | 11.3644 | 11.4794 | 11.5774 | 11.6498 | 11.693 | 11.7075 | 11.6978 | 11.6701 | 11.6313 | 11.588
Medium and Heavy Duty Vehicles (MDVs and HDVs) Sales Share (% of total sales)
| Scenario | Vehicle type | 2020 | 2021 | 2022 | 2023 | 2024 | 2025 | 2026 | 2027 | 2028 | 2029 | 2030 | 2031 | 2032 | 2033 | 2034 | 2035 | 2036 | 2037 | 2038 | 2039 | 2040 | 2041 | 2042 | 2043 | 2044 | 2045 | 2046 | 2047 | 2048 | 2049 | 2050
| Strategic Use of Low-Carbon Fuels | Battery Electric | 0% | 0.7079% | 1.416% | 2.126% | 2.837% | 3.912% | 5.122% | 7.494% | 10.29% | 13.09% | 16.12% | 18.4% | 20.62% | 22.81% | 25.22% | 27.38% | 28.92% | 30.48% | 32.49% | 34.52% | 36.57% | 38.63% | 40.27% | 41.92% | 43.19% | 43.45% | 43.48% | 43.5% | 43.51% | 43.51% | 43.5%
| Strategic Use of Low-Carbon Fuels | CNG | 1.539% | 1.539% | 1.54% | 1.543% | 1.546% | 1.548% | 1.551% | 1.552% | 1.551% | 1.549% | 1.546% | 1.542% | 1.537% | 1.531% | 1.526% | 1.521% | 1.518% | 1.516% | 1.516% | 1.518% | 1.52% | 1.523% | 1.527% | 1.531% | 1.535% | 1.538% | 1.54% | 1.542% | 1.542% | 1.542% | 1.542%
| Strategic Use of Low-Carbon Fuels | Diesel | 65.37% | 65% | 64.6% | 64.19% | 63.77% | 63.17% | 62.44% | 61.15% | 59.66% | 58.17% | 56.56% | 55.39% | 51.62% | 46.6% | 41.05% | 36.07% | 32.51% | 28.94% | 24.36% | 19.76% | 15.16% | 10.55% | 6.93% | 3.3% | 0.52% | 0% | 0% | 0% | 0% | 0% | 0%
| Strategic Use of Low-Carbon Fuels | Diesel Electric Hybrid | bar: 2020 to 2050
| Strategic Use of Low-Carbon Fuels | Gasoline | 33.09% | 31.86% | 30.65% | 29.47% | 28.29% | 26.46% | 24.43% | 20.34% | 15.48% | 10.61% | 5.327% | 1.303% | 0% | 0% | 0% | 0% | 0% | 0% | 0% | 0% | 0% | 0% | 0% | 0% | 0% | 0% | 0% | 0% | 0% | 0% | 0%
| Strategic Use of Low-Carbon Fuels | Hydrogen Fuel Cell | 0% | 0.8923% | 1.784% | 2.674% | 3.564% | 4.908% | 6.458% | 9.465% | 13.01% | 16.58% | 20.44% | 23.36% | 26.22% | 29.06% | 32.2% | 35.03% | 37.05% | 39.07% | 41.64% | 44.2% | 46.75% | 49.29% | 51.27% | 53.25% | 54.76% | 55.01% | 54.98% | 54.96% | 54.95% | 54.95% | 54.96%
| Strategic Use of Low-Carbon Fuels | Total | 100% | 100% | 100% | 100% | 100% | 100% | 100% | 100% | 100% | 100% | 100% | 100% | 100% | 100% | 100% | 100% | 100% | 100% | 100% | 100% | 100% | 100% | 100% | 100% | 100% | 100% | 100% | 100% | 100% | 100% | 100%
Total Medium and Heavy Duty Vehicles (MDVs and HDVs) Stocks (thousand vehicles)
| Scenario | Vehicle type | 2020 | 2021 | 2022 | 2023 | 2024 | 2025 | 2026 | 2027 | 2028 | 2029 | 2030 | 2031 | 2032 | 2033 | 2034 | 2035 | 2036 | 2037 | 2038 | 2039 | 2040 | 2041 | 2042 | 2043 | 2044 | 2045 | 2046 | 2047 | 2048 | 2049 | 2050
| Strategic Use of Low-Carbon Fuels | Battery Electric | 0.0016 | 0.09176 | 0.26273 | 0.51125 | 0.83766 | 1.2853 | 1.8711 | 2.7291 | 3.9082 | 5.4054 | 7.241 | 9.3229 | 11.6356 | 14.1683 | 16.9411 | 19.9235 | 23.0481 | 26.3206 | 29.7961 | 33.4812 | 37.378 | 41.4835 | 45.7363 | 50.1175 | 54.5575 | 58.9096 | 63.1152 | 67.1452 | 70.9743 | 74.5824 | 77.955
| Strategic Use of Low-Carbon Fuels | CNG | 0.82013 | 0.99305 | 1.157 | 1.3161 | 1.4729 | 1.6288 | 1.7845 | 1.9395 | 2.0934 | 2.2448 | 2.3925 | 2.5352 | 2.6715 | 2.7999 | 2.9194 | 3.0288 | 3.1276 | 3.2152 | 3.2914 | 3.3564 | 3.4106 | 3.4546 | 3.4894 | 3.516 | 3.5359 | 3.5503 | 3.5606 | 3.568 | 3.5734 | 3.5777 | 3.5813
| Strategic Use of Low-Carbon Fuels | Diesel | 149.6327 | 149.7045 | 149.7337 | 149.7232 | 149.6739 | 149.5644 | 149.3776 | 149.0456 | 148.5423 | 147.8661 | 147.0017 | 145.9995 | 144.5699 | 142.5804 | 139.9819 | 136.8444 | 133.3257 | 129.4202 | 125.0083 | 120.077 | 114.6175 | 108.6251 | 102.2189 | 95.4152 | 88.3396 | 81.2912 | 74.3702 | 67.6161 | 61.0665 | 54.7568 | 48.7198
| Strategic Use of Low-Carbon Fuels | Diesel Electric Hybrid | 0 | 0 | 0 | 0 | 0 | 0 | 0 | 0 | 0 | 0 | 0 | 0 | 0 | 0 | 0 | 0 | 0 | 0 | 0 | 0 | 0 | 0 | 0 | 0 | 0 | 0 | 0 | 0 | 0 | 0 | 0
| Strategic Use of Low-Carbon Fuels | Gasoline | 78.2761 | 77.9807 | 77.5551 | 77.0001 | 76.3118 | 75.4127 | 74.2769 | 72.6704 | 70.5094 | 67.8017 | 64.5157 | 60.8119 | 57.0141 | 53.2779 | 49.6073 | 46.0022 | 42.4597 | 38.9756 | 35.5474 | 32.1762 | 28.8695 | 25.6418 | 22.5146 | 19.5152 | 16.6745 | 14.0233 | 11.5901 | 9.3983 | 7.4638 | 5.7941 | 4.3873
| Strategic Use of Low-Carbon Fuels | Hydrogen Fuel Cell | 0 | 0.11376 | 0.32924 | 0.64202 | 1.0522 | 1.6139 | 2.3526 | 3.4363 | 4.9269 | 6.8223 | 9.1503 | 11.7935 | 14.7348 | 17.9628 | 21.5042 | 25.3203 | 29.3244 | 33.521 | 37.9774 | 42.6986 | 47.6836 | 52.9249 | 58.3423 | 63.91 | 69.5398 | 75.0473 | 80.3606 | 85.4453 | 90.2718 | 94.8167 | 99.0631
| Strategic Use of Low-Carbon Fuels | Total | 228.7305 | 228.8838 | 229.0378 | 229.1927 | 229.3485 | 229.5051 | 229.6626 | 229.821 | 229.9802 | 230.1403 | 230.3012 | 230.4631 | 230.6258 | 230.7894 | 230.9539 | 231.1192 | 231.2855 | 231.4526 | 231.6206 | 231.7895 | 231.9593 | 232.13 | 232.3015 | 232.474 | 232.6473 | 232.8216 | 232.9968 | 233.1729 | 233.3499 | 233.5277 | 233.7065
MHDV ZEV Summary Metrics
|  | Metric | 2020 | 2021 | 2022 | 2023 | 2024 | 2025 | 2026 | 2027 | 2028 | 2029 | 2030 | 2031 | 2032 | 2033 | 2034 | 2035 | 2036 | 2037 | 2038 | 2039 | 2040 | 2041 | 2042 | 2043 | 2044 | 2045 | 2046 | 2047 | 2048 | 2049 | 2050
|  | Sales Share ZEVs | 1.539% | 3.139% | 4.741% | 6.343% | 7.946% | 10.37% | 13.13% | 18.51% | 24.86% | 31.22% | 38.11% | 43.31% | 48.38% | 53.4% | 58.95% | 63.93% | 67.49% | 71.06% | 75.64% | 80.24% | 84.84% | 89.45% | 93.07% | 96.7% | 99.48% | 100% | 100% | 100% | 100% | 100% | 100%
|  | Stock share ZEVs | 0.3593% | 0.5237% | 0.7636% | 1.077% | 1.466% | 1.973% | 2.616% | 3.527% | 4.752% | 6.289% | 8.156% | 10.26% | 12.59% | 15.14% | 17.91% | 20.89% | 24% | 27.24% | 30.68% | 34.31% | 38.14% | 42.16% | 46.31% | 50.56% | 54.86% | 59.06% | 63.11% | 66.97% | 70.63% | 74.07% | 77.28%
|  | MHDV ZEVs on the Road (thousand vehicles) | 0.82173 | 1.1986 | 1.749 | 2.4694 | 3.3627 | 4.528 | 6.0081 | 8.105 | 10.9284 | 14.4724 | 18.7839 | 23.6516 | 29.0418 | 34.931 | 41.3647 | 48.2726 | 55.5001 | 63.0568 | 71.065 | 79.5362 | 88.4722 | 97.863 | 107.568 | 117.5435 | 127.6332 | 137.5071 | 147.0364 | 156.1585 | 164.8195 | 172.9768 | 180.5994

## S2_Space Heating-Res
Residential Space Heating - Scenario 2: Strategic Use of Low-Carbon Fuels
Annual residential space heating stocks and sales by device type, for Strategic Use of Low-Carbon Fuels.
Note: 2020 is a modeled year, reflecting historical trends.
| Total: All Households | [6 empty] | Single Family Households | [8 empty] | Multi Family Households | [9 empty] | All Households, with Heat Pump Breakdown
All building types
Residential Space Heating Sales (thousand devices)
|  | Scenario | Device Category | 2020 | 2021 | 2022 | 2023 | 2024 | 2025 | 2026 | 2027 | 2028 | 2029 | 2030 | 2031 | 2032 | 2033 | 2034 | 2035 | 2036 | 2037 | 2038 | 2039 | 2040 | 2041 | 2042 | 2043 | 2044 | 2045 | 2046 | 2047 | 2048 | 2049 | 2050
|  | Strategic Use of Low-Carbon Fuels | Reference Distillate | 29.6054 | 22.9522 | 16.2022 | 9.8549 | 4.3445 | 0 | 0 | 0 | 0 | 0 | 0 | 0 | 0 | 0 | 0 | 0 | 0 | 0 | 0 | 0 | 0 | 0 | 0 | 0 | 0 | 0 | 0 | 0 | 0 | 0 | 0
|  | Strategic Use of Low-Carbon Fuels | Reference Natural Gas | 223.0834 | 185.7731 | 143.9201 | 92.9262 | 44.1321 | 0 | 0 | 0 | 0 | 0 | 0 | 0 | 0 | 0 | 0 | 0 | 0 | 0 | 0 | 0 | 0 | 0 | 0 | 0 | 0 | 0 | 0 | 0 | 0 | 0 | 0
|  | Strategic Use of Low-Carbon Fuels | Reference Electric | 26.8613 | 26.0328 | 24.4892 | 22.3213 | 19.6556 | 16.6338 | 13.3909 | 10.0393 | 6.6606 | 4.1277 | 1.6314 | 1.2947 | 0.96425 | 0.63955 | 0.31913 | 0 | 0 | 0 | 0 | 0 | 0 | 0 | 0 | 0 | 0 | 0 | 0 | 0 | 0 | 0 | 0
|  | Strategic Use of Low-Carbon Fuels | Efficient Distillate | 0 | 4.1511 | 7.8144 | 10.6947 | 12.5728 | 13.3193 | 10.739 | 8.0634 | 5.3576 | 2.6628 | 0 | 0 | 0 | 0 | 0 | 0 | 0 | 0 | 0 | 0 | 0 | 0 | 0 | 0 | 0 | 0 | 0 | 0 | 0 | 0 | 0
|  | Strategic Use of Low-Carbon Fuels | Efficient Natural Gas | 29.6054 | 93.4198 | 156.623 | 209.6258 | 245.607 | 267.4796 | 242.2131 | 182.7474 | 125.1553 | 86.568 | 18.1276 | 14.3875 | 10.7153 | 7.1073 | 3.5466 | 0 | 0 | 0 | 0 | 0 | 0 | 0 | 0 | 0 | 0 | 0 | 0 | 0 | 0 | 0 | 0
|  | Strategic Use of Low-Carbon Fuels | Heat Pump | 0 | 0.88847 | 4.4266 | 24.1386 | 55.2041 | 92.3232 | 129.4481 | 198.3659 | 263.6675 | 307.9889 | 381.579 | 382.4749 | 383.6542 | 385.4905 | 388.4278 | 393.0026 | 395.9045 | 401.5498 | 410.3627 | 422.5348 | 437.9089 | 455.8963 | 475.4591 | 495.1819 | 513.4373 | 528.6279 | 539.4623 | 545.2049 | 545.8347 | 542.0558 | 535.1445
|  | Strategic Use of Low-Carbon Fuels | Other | 17.9383 | 17.3937 | 16.3571 | 14.8956 | 13.0998 | 11.0691 | 8.8966 | 6.6588 | 4.4105 | 2.218 | 0.06475 | 0.05122 | 0.03801 | 0.02508 | 0.01245 | 0 | 0 | 0 | 0 | 0 | 0 | 0 | 0 | 0 | 0 | 0 | 0 | 0 | 0 | 0 | 0
|  | Strategic Use of Low-Carbon Fuels | Total | 327.0937 | 350.6112 | 369.8327 | 384.4571 | 394.616 | 400.8249 | 404.6876 | 405.8749 | 405.2515 | 403.5653 | 401.4027 | 398.2084 | 395.3717 | 393.2625 | 392.306 | 393.0026 | 395.9045 | 401.5498 | 410.3627 | 422.5348 | 437.9089 | 455.8963 | 475.4591 | 495.1819 | 513.4373 | 528.6279 | 539.4623 | 545.2049 | 545.8347 | 542.0558 | 535.1445
Residential Space Heating Sales Share (% total sales)
|  | Scenario | Device Category | 2020 | 2021 | 2022 | 2023 | 2024 | 2025 | 2026 | 2027 | 2028 | 2029 | 2030 | 2031 | 2032 | 2033 | 2034 | 2035 | 2036 | 2037 | 2038 | 2039 | 2040 | 2041 | 2042 | 2043 | 2044 | 2045 | 2046 | 2047 | 2048 | 2049 | 2050
|  | Strategic Use of Low-Carbon Fuels | Reference Distillate | 9.051% | 6.546% | 4.381% | 2.563% | 1.101% | 0% | 0% | 0% | 0% | 0% | 0% | 0% | 0% | 0% | 0% | 0% | 0% | 0% | 0% | 0% | 0% | 0% | 0% | 0% | 0% | 0% | 0% | 0% | 0% | 0% | 0%
|  | Strategic Use of Low-Carbon Fuels | Reference Natural Gas | 68.2% | 52.99% | 38.91% | 24.17% | 11.18% | 0% | 0% | 0% | 0% | 0% | 0% | 0% | 0% | 0% | 0% | 0% | 0% | 0% | 0% | 0% | 0% | 0% | 0% | 0% | 0% | 0% | 0% | 0% | 0% | 0% | 0%
|  | Strategic Use of Low-Carbon Fuels | Reference Electric | 8.212% | 7.425% | 6.622% | 5.806% | 4.981% | 4.15% | 3.309% | 2.473% | 1.644% | 1.023% | 0.4064% | 0.3251% | 0.2439% | 0.1626% | 0.08135% | 0% | 0% | 0% | 0% | 0% | 0% | 0% | 0% | 0% | 0% | 0% | 0% | 0% | 0% | 0% | 0%
|  | Strategic Use of Low-Carbon Fuels | Efficient Distillate | 0% | 1.184% | 2.113% | 2.782% | 3.186% | 3.323% | 2.654% | 1.987% | 1.322% | 0.6598% | 0% | 0% | 0% | 0% | 0% | 0% | 0% | 0% | 0% | 0% | 0% | 0% | 0% | 0% | 0% | 0% | 0% | 0% | 0% | 0% | 0%
|  | Strategic Use of Low-Carbon Fuels | Efficient Natural Gas | 9.051% | 26.64% | 42.35% | 54.53% | 62.24% | 66.73% | 59.85% | 45.03% | 30.88% | 21.45% | 4.516% | 3.613% | 2.71% | 1.807% | 0.904% | 0% | 0% | 0% | 0% | 0% | 0% | 0% | 0% | 0% | 0% | 0% | 0% | 0% | 0% | 0% | 0%
|  | Strategic Use of Low-Carbon Fuels | Heat Pump | 0% | 0.2534% | 1.197% | 6.279% | 13.99% | 23.03% | 31.99% | 48.87% | 65.06% | 76.32% | 95.06% | 96.05% | 97.04% | 98.02% | 99.01% | 100% | 100% | 100% | 100% | 100% | 100% | 100% | 100% | 100% | 100% | 100% | 100% | 100% | 100% | 100% | 100%
|  | Strategic Use of Low-Carbon Fuels | Other | 5.484% | 4.961% | 4.423% | 3.874% | 3.32% | 2.762% | 2.198% | 1.641% | 1.088% | 0.5496% | 0.01613% | 0.01286% | 0.009614% | 0.006377% | 0.003174% | 0% | 0% | 0% | 0% | 0% | 0% | 0% | 0% | 0% | 0% | 0% | 0% | 0% | 0% | 0% | 0%
|  | Strategic Use of Low-Carbon Fuels | Total | 100% | 100% | 100% | 100% | 100% | 100% | 100% | 100% | 100% | 100% | 100% | 100% | 100% | 100% | 100% | 100% | 100% | 100% | 100% | 100% | 100% | 100% | 100% | 100% | 100% | 100% | 100% | 100% | 100% | 100% | 100%
|  | Strategic Use of Low-Carbon Fuels | Ductless Air Source Heat Pump | 0% | 0.2375% | 0.9152% | 4.545% | 9.822% | 15.98% | 22.04% | 33.48% | 44.38% | 51.84% | 63.94% | 64.61% | 65.28% | 65.96% | 66.65% | 67.35% | 67.3% | 67.27% | 67.23% | 67.21% | 67.18% | 67.14% | 67.1% | 67.05% | 66.99% | 66.93% | 66.86% | 66.8% | 66.74% | 66.68% | 66.62%
|  | Strategic Use of Low-Carbon Fuels | Ground Source Heat Pump | 0% | 0.009107% | 0.162% | 1.105% | 2.769% | 4.749% | 6.749% | 10.51% | 14.18% | 16.85% | 21.62% | 21.84% | 22.05% | 22.26% | 22.46% | 22.65% | 22.7% | 22.73% | 22.77% | 22.79% | 22.82% | 22.86% | 22.9% | 22.95% | 23.01% | 23.07% | 23.14% | 23.2% | 23.26% | 23.32% | 23.38%
|  | Strategic Use of Low-Carbon Fuels | Hybrid Gas Electric Heat Pump | 0% | 0.003386% | 0.05985% | 0.3139% | 0.6995% | 1.152% | 1.599% | 2.444% | 3.253% | 3.816% | 4.753% | 4.802% | 4.852% | 4.901% | 4.951% | 5% | 5% | 5% | 5% | 5% | 5% | 5% | 5% | 5% | 5% | 5% | 5% | 5% | 5% | 5% | 5%
|  | Strategic Use of Low-Carbon Fuels | Hybrid Oil Electric Heat Pump | 0% | 0.003386% | 0.05985% | 0.3139% | 0.6995% | 1.152% | 1.599% | 2.444% | 3.253% | 3.816% | 4.753% | 4.802% | 4.852% | 4.901% | 4.951% | 5% | 5% | 5% | 5% | 5% | 5% | 5% | 5% | 5% | 5% | 5% | 5% | 5% | 5% | 5% | 5%
| Note: This is the sum of hybrid gas electric and hybrid oil electric | Strategic Use of Low-Carbon Fuels | Hybrid Heat Pump | 0% | 0.006771% | 0.1197% | 0.6279% | 1.399% | 2.303% | 3.199% | 4.887% | 6.506% | 7.632% | 9.506% | 9.605% | 9.704% | 9.802% | 9.901% | 10% | 10% | 10% | 10% | 10% | 10% | 10% | 10% | 10% | 10% | 10% | 10% | 10% | 10% | 10% | 10%
Residential Space Heating Stocks (million devices)
|  | Scenario | Device Category | 2020 | 2021 | 2022 | 2023 | 2024 | 2025 | 2026 | 2027 | 2028 | 2029 | 2030 | 2031 | 2032 | 2033 | 2034 | 2035 | 2036 | 2037 | 2038 | 2039 | 2040 | 2041 | 2042 | 2043 | 2044 | 2045 | 2046 | 2047 | 2048 | 2049 | 2050
|  | Strategic Use of Low-Carbon Fuels | Reference Distillate | 1.3992 | 1.3662 | 1.322 | 1.2678 | 1.2054 | 1.1367 | 1.067 | 0.99696 | 0.92708 | 0.85781 | 0.78946 | 0.7223 | 0.65661 | 0.59267 | 0.53079 | 0.47132 | 0.41465 | 0.36115 | 0.31118 | 0.26506 | 0.22306 | 0.18534 | 0.15196 | 0.12289 | 0.097976 | 0.07697 | 0.059558 | 0.045371 | 0.034016 | 0.025091 | 0.018205
|  | Strategic Use of Low-Carbon Fuels | Reference Natural Gas | 5.4251 | 5.3865 | 5.2925 | 5.137 | 4.9254 | 4.6651 | 4.4025 | 4.1393 | 3.877 | 3.6165 | 3.3587 | 3.1043 | 2.8543 | 2.6095 | 2.3711 | 2.1401 | 1.9176 | 1.7049 | 1.5032 | 1.3133 | 1.1364 | 0.97317 | 0.8242 | 0.68989 | 0.57035 | 0.46545 | 0.37479 | 0.29765 | 0.2331 | 0.17998 | 0.13697
|  | Strategic Use of Low-Carbon Fuels | Reference Electric | 0.65112 | 0.64745 | 0.64017 | 0.6292 | 0.61459 | 0.59649 | 0.57515 | 0.5508 | 0.52363 | 0.49462 | 0.46386 | 0.43351 | 0.40358 | 0.37408 | 0.34502 | 0.31646 | 0.28878 | 0.26204 | 0.23632 | 0.2117 | 0.18824 | 0.166 | 0.14504 | 0.12539 | 0.10712 | 0.090268 | 0.074912 | 0.061108 | 0.048909 | 0.038341 | 0.029391
|  | Strategic Use of Low-Carbon Fuels | Efficient Distillate | 0 | 0.0041511 | 0.011966 | 0.02266 | 0.035233 | 0.048551 | 0.059286 | 0.067339 | 0.072675 | 0.075292 | 0.075209 | 0.075067 | 0.074837 | 0.074484 | 0.073963 | 0.073222 | 0.072204 | 0.070846 | 0.069086 | 0.066864 | 0.064131 | 0.060855 | 0.057029 | 0.052676 | 0.047857 | 0.042671 | 0.037254 | 0.03177 | 0.026398 | 0.021315 | 0.016681
|  | Strategic Use of Low-Carbon Fuels | Efficient Natural Gas | 0.047525 | 0.14094 | 0.29756 | 0.50718 | 0.75275 | 1.0201 | 1.2621 | 1.4444 | 1.5686 | 1.6534 | 1.6687 | 1.6784 | 1.682 | 1.6786 | 1.6674 | 1.6472 | 1.6204 | 1.5858 | 1.5424 | 1.4892 | 1.4256 | 1.3515 | 1.2673 | 1.1739 | 1.0729 | 0.9665 | 0.85724 | 0.74803 | 0.64178 | 0.54116 | 0.44843
|  | Strategic Use of Low-Carbon Fuels | Heat Pump | 0 | 0.00088847 | 0.005315 | 0.029453 | 0.084657 | 0.17697 | 0.3064 | 0.50469 | 0.76816 | 1.0757 | 1.4563 | 1.8368 | 2.2168 | 2.5959 | 2.9738 | 3.3499 | 3.7201 | 4.0839 | 4.4409 | 4.7906 | 5.1322 | 5.4649 | 5.7877 | 6.0991 | 6.3974 | 6.6806 | 6.9467 | 7.1934 | 7.4191 | 7.6225 | 7.8028
|  | Strategic Use of Low-Carbon Fuels | Other | 0.43422 | 0.42575 | 0.41578 | 0.40431 | 0.39136 | 0.37694 | 0.36104 | 0.34367 | 0.3248 | 0.30446 | 0.28264 | 0.26145 | 0.24085 | 0.22085 | 0.20147 | 0.18275 | 0.16472 | 0.14745 | 0.13098 | 0.11534 | 0.10059 | 0.086758 | 0.073899 | 0.062057 | 0.051281 | 0.041617 | 0.0331 | 0.025745 | 0.019538 | 0.014436 | 0.01036
|  | Strategic Use of Low-Carbon Fuels | Total | 7.9571 | 7.9719 | 7.9853 | 7.9977 | 8.0094 | 8.0209 | 8.0335 | 8.0472 | 8.0619 | 8.0778 | 8.0948 | 8.1118 | 8.129 | 8.1462 | 8.1635 | 8.181 | 8.1985 | 8.2162 | 8.2341 | 8.2521 | 8.2702 | 8.2886 | 8.3072 | 8.3259 | 8.3449 | 8.3641 | 8.3835 | 8.4031 | 8.4229 | 8.4428 | 8.4629
|  | Strategic Use of Low-Carbon Fuels | Ductless Air Source Heat Pump | 0 | 0.0008328 | 0.0042176 | 0.021692 | 0.06045 | 0.1245 | 0.21368 | 0.34953 | 0.52926 | 0.7382 | 0.99423 | 1.2502 | 1.5059 | 1.7608 | 2.0145 | 2.2666 | 2.5135 | 2.7544 | 2.9885 | 3.2149 | 3.4325 | 3.6404 | 3.8376 | 4.0233 | 4.1967 | 4.3572 | 4.5045 | 4.6384 | 4.7588 | 4.8659 | 4.9599
|  | Strategic Use of Low-Carbon Fuels | Ground Source Heat Pump | 0 | 3.193e-05 | 0.00063096 | 0.004881 | 0.015807 | 0.034844 | 0.062157 | 0.1048 | 0.16227 | 0.23023 | 0.31698 | 0.40385 | 0.49087 | 0.57812 | 0.66574 | 0.75394 | 0.84249 | 0.93177 | 1.0222 | 1.1142 | 1.2081 | 1.304 | 1.4018 | 1.501 | 1.6007 | 1.6995 | 1.796 | 1.8883 | 1.975 | 2.0547 | 2.1265
|  | Strategic Use of Low-Carbon Fuels | Hybrid Gas Electric Heat Pump | 0 | 1.187e-05 | 0.00023319 | 0.0014401 | 0.0042003 | 0.0088164 | 0.015288 | 0.025204 | 0.038381 | 0.053762 | 0.072799 | 0.091833 | 0.11084 | 0.1298 | 0.14867 | 0.16741 | 0.1858 | 0.20376 | 0.22124 | 0.23817 | 0.25447 | 0.27007 | 0.28489 | 0.29888 | 0.31196 | 0.32411 | 0.33529 | 0.34548 | 0.35468 | 0.3629 | 0.37016
|  | Strategic Use of Low-Carbon Fuels | Hybrid Oil Electric Heat Pump | 0 | 1.187e-05 | 0.00023319 | 0.00144 | 0.0041996 | 0.008812 | 0.015271 | 0.025153 | 0.038255 | 0.053489 | 0.072266 | 0.090873 | 0.10923 | 0.12724 | 0.14483 | 0.16195 | 0.17834 | 0.19402 | 0.209 | 0.22335 | 0.23715 | 0.25048 | 0.26341 | 0.27596 | 0.28812 | 0.29981 | 0.3109 | 0.32123 | 0.33065 | 0.33901 | 0.34625
| Note: This is the sum of hybrid gas electric and hybrid oil electric | Strategic Use of Low-Carbon Fuels | Hybrid Heat Pump | 0 | 2.374e-05 | 0.00046638 | 0.0028802 | 0.0083999 | 0.017628 | 0.030559 | 0.050358 | 0.076636 | 0.10725 | 0.14506 | 0.18271 | 0.22007 | 0.25704 | 0.2935 | 0.32936 | 0.36414 | 0.39778 | 0.43024 | 0.46152 | 0.49162 | 0.52055 | 0.5483 | 0.57484 | 0.60009 | 0.62392 | 0.64619 | 0.66672 | 0.68533 | 0.70192 | 0.71641
HP Summary Metrics
|  |  | Metric | 2020 | 2021 | 2022 | 2023 | 2024 | 2025 | 2026 | 2027 | 2028 | 2029 | 2030 | 2031 | 2032 | 2033 | 2034 | 2035 | 2036 | 2037 | 2038 | 2039 | 2040 | 2041 | 2042 | 2043 | 2044 | 2045 | 2046 | 2047 | 2048 | 2049 | 2050
|  |  | Sales Share | 0% | 0.2534% | 1.197% | 6.279% | 13.99% | 23.03% | 31.99% | 48.87% | 65.06% | 76.32% | 95.06% | 96.05% | 97.04% | 98.02% | 99.01% | 100% | 100% | 100% | 100% | 100% | 100% | 100% | 100% | 100% | 100% | 100% | 100% | 100% | 100% | 100% | 100%
|  |  | Stock share HP | 0% | 0.01115% | 0.06656% | 0.3683% | 1.057% | 2.206% | 3.814% | 6.272% | 9.528% | 13.32% | 17.99% | 22.64% | 27.27% | 31.87% | 36.43% | 40.95% | 45.38% | 49.71% | 53.93% | 58.05% | 62.06% | 65.93% | 69.67% | 73.25% | 76.66% | 79.87% | 82.86% | 85.6% | 88.08% | 90.28% | 92.2%
|  |  | Total HP Stock (million devices) | 0 | 0.00088847 | 0.005315 | 0.029453 | 0.084657 | 0.17697 | 0.3064 | 0.50469 | 0.76816 | 1.0757 | 1.4563 | 1.8368 | 2.2168 | 2.5959 | 2.9738 | 3.3499 | 3.7201 | 4.0839 | 4.4409 | 4.7906 | 5.1322 | 5.4649 | 5.7877 | 6.0991 | 6.3974 | 6.6806 | 6.9467 | 7.1934 | 7.4191 | 7.6225 | 7.8028
|  |  | Total Diesel Stock (million devices) | 1.3992 | 1.3704 | 1.334 | 1.2905 | 1.2406 | 1.1853 | 1.1263 | 1.0643 | 0.99976 | 0.9331 | 0.86467 | 0.79737 | 0.73145 | 0.66715 | 0.60475 | 0.54455 | 0.48685 | 0.43199 | 0.38026 | 0.33192 | 0.28719 | 0.24619 | 0.20899 | 0.17557 | 0.14583 | 0.11964 | 0.096812 | 0.077141 | 0.060413 | 0.046406 | 0.034886
Single Family
Residential Space Heating Sales (thousand devices)
|  | Scenario | Device Category | 2020 | 2021 | 2022 | 2023 | 2024 | 2025 | 2026 | 2027 | 2028 | 2029 | 2030 | 2031 | 2032 | 2033 | 2034 | 2035 | 2036 | 2037 | 2038 | 2039 | 2040 | 2041 | 2042 | 2043 | 2044 | 2045 | 2046 | 2047 | 2048 | 2049 | 2050
|  | Strategic Use of Low-Carbon Fuels | Reference Distillate | 13.977 | 10.8212 | 7.6293 | 4.6353 | 2.0415 | 0 | 0 | 0 | 0 | 0 | 0 | 0 | 0 | 0 | 0 | 0 | 0 | 0 | 0 | 0 | 0 | 0 | 0 | 0 | 0 | 0 | 0 | 0 | 0 | 0 | 0
|  | Strategic Use of Low-Carbon Fuels | Reference Natural Gas | 101.6389 | 84.5998 | 65.4531 | 42.2231 | 20.0351 | 0 | 0 | 0 | 0 | 0 | 0 | 0 | 0 | 0 | 0 | 0 | 0 | 0 | 0 | 0 | 0 | 0 | 0 | 0 | 0 | 0 | 0 | 0 | 0 | 0 | 0
|  | Strategic Use of Low-Carbon Fuels | Reference Electric | 11.8346 | 11.466 | 10.7794 | 9.8169 | 8.6365 | 7.3017 | 5.8727 | 4.3989 | 2.9161 | 1.4461 | 0 | 0 | 0 | 0 | 0 | 0 | 0 | 0 | 0 | 0 | 0 | 0 | 0 | 0 | 0 | 0 | 0 | 0 | 0 | 0 | 0
|  | Strategic Use of Low-Carbon Fuels | Efficient Distillate | 0 | 2.029 | 3.8147 | 5.2148 | 6.1246 | 6.4829 | 5.2236 | 3.9202 | 2.6038 | 1.2938 | 0 | 0 | 0 | 0 | 0 | 0 | 0 | 0 | 0 | 0 | 0 | 0 | 0 | 0 | 0 | 0 | 0 | 0 | 0 | 0 | 0
|  | Strategic Use of Low-Carbon Fuels | Efficient Natural Gas | 13.977 | 43.4077 | 72.6081 | 97.3587 | 113.6454 | 123.4231 | 111.8091 | 84.3113 | 57.7266 | 40.0079 | 0 | 0 | 0 | 0 | 0 | 0 | 0 | 0 | 0 | 0 | 0 | 0 | 0 | 0 | 0 | 0 | 0 | 0 | 0 | 0 | 0
|  | Strategic Use of Low-Carbon Fuels | Heat Pump | 0 | 0.39606 | 2.0044 | 10.7103 | 25.2592 | 42.6163 | 59.9593 | 92.0862 | 122.5023 | 143.5373 | 186.5827 | 185.0229 | 183.6222 | 182.5418 | 181.9674 | 182.1188 | 183.2409 | 185.5746 | 189.3133 | 194.5494 | 201.2225 | 209.0804 | 217.6688 | 226.3588 | 234.4178 | 241.1151 | 245.8466 | 248.2528 | 248.2997 | 246.2948 | 242.8258
|  | Strategic Use of Low-Carbon Fuels | Other | 11.7014 | 11.345 | 10.6663 | 9.7101 | 8.5363 | 7.2102 | 5.7929 | 4.3343 | 2.8698 | 1.4215 | 0 | 0 | 0 | 0 | 0 | 0 | 0 | 0 | 0 | 0 | 0 | 0 | 0 | 0 | 0 | 0 | 0 | 0 | 0 | 0 | 0
|  | Strategic Use of Low-Carbon Fuels | Total | 153.1289 | 164.0647 | 172.9553 | 179.6692 | 184.2786 | 187.0343 | 188.6576 | 189.0509 | 188.6185 | 187.7065 | 186.5827 | 185.0229 | 183.6222 | 182.5418 | 181.9674 | 182.1188 | 183.2409 | 185.5746 | 189.3133 | 194.5494 | 201.2225 | 209.0804 | 217.6688 | 226.3588 | 234.4178 | 241.1151 | 245.8466 | 248.2528 | 248.2997 | 246.2948 | 242.8258
Residential Space Heating Sales Share (% total sales)
|  | Scenario | Device Category | 2020 | 2021 | 2022 | 2023 | 2024 | 2025 | 2026 | 2027 | 2028 | 2029 | 2030 | 2031 | 2032 | 2033 | 2034 | 2035 | 2036 | 2037 | 2038 | 2039 | 2040 | 2041 | 2042 | 2043 | 2044 | 2045 | 2046 | 2047 | 2048 | 2049 | 2050
|  | Strategic Use of Low-Carbon Fuels | Reference Distillate | 9.128% | 6.596% | 4.411% | 2.58% | 1.108% | 0% | 0% | 0% | 0% | 0% | 0% | 0% | 0% | 0% | 0% | 0% | 0% | 0% | 0% | 0% | 0% | 0% | 0% | 0% | 0% | 0% | 0% | 0% | 0% | 0% | 0%
|  | Strategic Use of Low-Carbon Fuels | Reference Natural Gas | 66.37% | 51.56% | 37.84% | 23.5% | 10.87% | 0% | 0% | 0% | 0% | 0% | 0% | 0% | 0% | 0% | 0% | 0% | 0% | 0% | 0% | 0% | 0% | 0% | 0% | 0% | 0% | 0% | 0% | 0% | 0% | 0% | 0%
|  | Strategic Use of Low-Carbon Fuels | Reference Electric | 7.728% | 6.989% | 6.232% | 5.464% | 4.687% | 3.904% | 3.113% | 2.327% | 1.546% | 0.7704% | 0% | 0% | 0% | 0% | 0% | 0% | 0% | 0% | 0% | 0% | 0% | 0% | 0% | 0% | 0% | 0% | 0% | 0% | 0% | 0% | 0%
|  | Strategic Use of Low-Carbon Fuels | Efficient Distillate | 0% | 1.237% | 2.206% | 2.902% | 3.324% | 3.466% | 2.769% | 2.074% | 1.38% | 0.6893% | 0% | 0% | 0% | 0% | 0% | 0% | 0% | 0% | 0% | 0% | 0% | 0% | 0% | 0% | 0% | 0% | 0% | 0% | 0% | 0% | 0%
|  | Strategic Use of Low-Carbon Fuels | Efficient Natural Gas | 9.128% | 26.46% | 41.98% | 54.19% | 61.67% | 65.99% | 59.27% | 44.6% | 30.6% | 21.31% | 0% | 0% | 0% | 0% | 0% | 0% | 0% | 0% | 0% | 0% | 0% | 0% | 0% | 0% | 0% | 0% | 0% | 0% | 0% | 0% | 0%
|  | Strategic Use of Low-Carbon Fuels | Heat Pump | 0% | 0.2414% | 1.159% | 5.961% | 13.71% | 22.79% | 31.78% | 48.71% | 64.95% | 76.47% | 100% | 100% | 100% | 100% | 100% | 100% | 100% | 100% | 100% | 100% | 100% | 100% | 100% | 100% | 100% | 100% | 100% | 100% | 100% | 100% | 100%
|  | Strategic Use of Low-Carbon Fuels | Other | 7.642% | 6.915% | 6.167% | 5.404% | 4.632% | 3.855% | 3.071% | 2.293% | 1.522% | 0.7573% | 0% | 0% | 0% | 0% | 0% | 0% | 0% | 0% | 0% | 0% | 0% | 0% | 0% | 0% | 0% | 0% | 0% | 0% | 0% | 0% | 0%
|  | Strategic Use of Low-Carbon Fuels | Total | bar: 2020 to 2050
Residential Space Heating Stocks (million devices)
|  | Scenario | Device Category | 2020 | 2021 | 2022 | 2023 | 2024 | 2025 | 2026 | 2027 | 2028 | 2029 | 2030 | 2031 | 2032 | 2033 | 2034 | 2035 | 2036 | 2037 | 2038 | 2039 | 2040 | 2041 | 2042 | 2043 | 2044 | 2045 | 2046 | 2047 | 2048 | 2049 | 2050
|  | Strategic Use of Low-Carbon Fuels | Reference Distillate | 0.65254 | 0.6369 | 0.61597 | 0.59036 | 0.56089 | 0.52855 | 0.49577 | 0.46287 | 0.43011 | 0.39768 | 0.36572 | 0.33436 | 0.3037 | 0.27388 | 0.24504 | 0.21735 | 0.19097 | 0.16609 | 0.14287 | 0.12147 | 0.102 | 0.084538 | 0.069122 | 0.055724 | 0.044272 | 0.034646 | 0.026695 | 0.020243 | 0.015102 | 0.011082 | 0.0079977
|  | Strategic Use of Low-Carbon Fuels | Reference Natural Gas | 2.4638 | 2.4473 | 2.4054 | 2.3356 | 2.2401 | 2.1224 | 2.0037 | 1.8845 | 1.7657 | 1.6477 | 1.5307 | 1.4153 | 1.3019 | 1.1907 | 1.0824 | 0.97745 | 0.87634 | 0.77963 | 0.68782 | 0.6014 | 0.5208 | 0.44638 | 0.37841 | 0.31708 | 0.26243 | 0.21442 | 0.17288 | 0.13748 | 0.10782 | 0.083359 | 0.063522
|  | Strategic Use of Low-Carbon Fuels | Reference Electric | 0.29079 | 0.28907 | 0.28575 | 0.28078 | 0.2742 | 0.26608 | 0.25653 | 0.24566 | 0.23355 | 0.22027 | 0.20587 | 0.1918 | 0.17805 | 0.16462 | 0.15153 | 0.13879 | 0.12643 | 0.11447 | 0.10297 | 0.091945 | 0.081439 | 0.071483 | 0.062105 | 0.053335 | 0.045201 | 0.037734 | 0.030965 | 0.024922 | 0.019626 | 0.015086 | 0.011289
|  | Strategic Use of Low-Carbon Fuels | Efficient Distillate | 0 | 0.002029 | 0.0058436 | 0.011058 | 0.017183 | 0.023665 | 0.028887 | 0.032802 | 0.035395 | 0.036667 | 0.036626 | 0.036557 | 0.036445 | 0.036273 | 0.036018 | 0.035657 | 0.035161 | 0.034499 | 0.033641 | 0.032558 | 0.031226 | 0.02963 | 0.027766 | 0.025645 | 0.023298 | 0.020772 | 0.018134 | 0.015463 | 0.012847 | 0.010373 | 0.0081167
|  | Strategic Use of Low-Carbon Fuels | Efficient Natural Gas | 0.020363 | 0.06377 | 0.13638 | 0.23373 | 0.34736 | 0.47074 | 0.58245 | 0.66655 | 0.72384 | 0.76307 | 0.76175 | 0.75962 | 0.75636 | 0.75158 | 0.7448 | 0.73553 | 0.72322 | 0.70733 | 0.68738 | 0.66296 | 0.63381 | 0.59987 | 0.56134 | 0.51867 | 0.47263 | 0.42423 | 0.37471 | 0.32541 | 0.27768 | 0.23274 | 0.19161
|  | Strategic Use of Low-Carbon Fuels | Heat Pump | 0 | 0.00039606 | 0.0024005 | 0.013111 | 0.038369 | 0.080983 | 0.14093 | 0.23299 | 0.3554 | 0.49873 | 0.68488 | 0.86903 | 1.0511 | 1.2308 | 1.4081 | 1.5828 | 1.7547 | 1.9236 | 2.0893 | 2.2515 | 2.4099 | 2.5641 | 2.7135 | 2.8575 | 2.9952 | 3.1257 | 3.2479 | 3.3609 | 3.4638 | 3.556 | 3.6372
|  | Strategic Use of Low-Carbon Fuels | Other | 0.28388 | 0.27818 | 0.27153 | 0.26393 | 0.25538 | 0.24588 | 0.23545 | 0.22405 | 0.2117 | 0.19837 | 0.18406 | 0.17016 | 0.15667 | 0.14359 | 0.13091 | 0.11867 | 0.1069 | 0.095622 | 0.084867 | 0.074666 | 0.065047 | 0.056037 | 0.047667 | 0.039967 | 0.032969 | 0.026703 | 0.021191 | 0.016441 | 0.012443 | 0.009165 | 0.0065544
|  | Strategic Use of Low-Carbon Fuels | Total | 3.7114 | 3.7176 | 3.7233 | 3.7285 | 3.7335 | 3.7383 | 3.7437 | 3.7495 | 3.7557 | 3.7624 | 3.7696 | 3.7769 | 3.7842 | 3.7915 | 3.7988 | 3.8062 | 3.8137 | 3.8212 | 3.8288 | 3.8365 | 3.8442 | 3.852 | 3.8599 | 3.8679 | 3.876 | 3.8842 | 3.8925 | 3.9008 | 3.9093 | 3.9178 | 3.9263
HP Summary Metrics
|  |  | Metric | 2020 | 2021 | 2022 | 2023 | 2024 | 2025 | 2026 | 2027 | 2028 | 2029 | 2030 | 2031 | 2032 | 2033 | 2034 | 2035 | 2036 | 2037 | 2038 | 2039 | 2040 | 2041 | 2042 | 2043 | 2044 | 2045 | 2046 | 2047 | 2048 | 2049 | 2050
|  |  | Sales Share | 0% | 0.2414% | 1.159% | 5.961% | 13.71% | 22.79% | 31.78% | 48.71% | 64.95% | 76.47% | 100% | 100% | 100% | 100% | 100% | 100% | 100% | 100% | 100% | 100% | 100% | 100% | 100% | 100% | 100% | 100% | 100% | 100% | 100% | 100% | 100%
|  |  | Stock share HP | 0% | 0.01065% | 0.06447% | 0.3516% | 1.028% | 2.166% | 3.765% | 6.214% | 9.463% | 13.26% | 18.17% | 23.01% | 27.78% | 32.46% | 37.07% | 41.58% | 46.01% | 50.34% | 54.57% | 58.69% | 62.69% | 66.56% | 70.3% | 73.88% | 77.28% | 80.47% | 83.44% | 86.16% | 88.6% | 90.77% | 92.64%
|  |  | Total HP Stock (million devices) | 0 | 0.00039606 | 0.0024005 | 0.013111 | 0.038369 | 0.080983 | 0.14093 | 0.23299 | 0.3554 | 0.49873 | 0.68488 | 0.86903 | 1.0511 | 1.2308 | 1.4081 | 1.5828 | 1.7547 | 1.9236 | 2.0893 | 2.2515 | 2.4099 | 2.5641 | 2.7135 | 2.8575 | 2.9952 | 3.1257 | 3.2479 | 3.3609 | 3.4638 | 3.556 | 3.6372
Multi-Family
Residential Space Heating Sales (thousand devices)
|  | Scenario | Device Category | 2020 | 2021 | 2022 | 2023 | 2024 | 2025 | 2026 | 2027 | 2028 | 2029 | 2030 | 2031 | 2032 | 2033 | 2034 | 2035 | 2036 | 2037 | 2038 | 2039 | 2040 | 2041 | 2042 | 2043 | 2044 | 2045 | 2046 | 2047 | 2048 | 2049 | 2050
|  | Strategic Use of Low-Carbon Fuels | Reference Distillate | 15.6284 | 12.131 | 8.5729 | 5.2196 | 2.3029 | 0 | 0 | 0 | 0 | 0 | 0 | 0 | 0 | 0 | 0 | 0 | 0 | 0 | 0 | 0 | 0 | 0 | 0 | 0 | 0 | 0 | 0 | 0 | 0 | 0 | 0
|  | Strategic Use of Low-Carbon Fuels | Reference Natural Gas | 121.4445 | 101.1733 | 78.467 | 50.7032 | 24.097 | 0 | 0 | 0 | 0 | 0 | 0 | 0 | 0 | 0 | 0 | 0 | 0 | 0 | 0 | 0 | 0 | 0 | 0 | 0 | 0 | 0 | 0 | 0 | 0 | 0 | 0
|  | Strategic Use of Low-Carbon Fuels | Reference Electric | 15.0268 | 14.5668 | 13.7099 | 12.5043 | 11.0191 | 9.332 | 7.5182 | 5.6403 | 3.7445 | 2.6816 | 1.6314 | 1.2947 | 0.96425 | 0.63955 | 0.31913 | 0 | 0 | 0 | 0 | 0 | 0 | 0 | 0 | 0 | 0 | 0 | 0 | 0 | 0 | 0 | 0
|  | Strategic Use of Low-Carbon Fuels | Efficient Distillate | 0 | 2.1221 | 3.9997 | 5.4799 | 6.4483 | 6.8364 | 5.5154 | 4.1432 | 2.7539 | 1.369 | 0 | 0 | 0 | 0 | 0 | 0 | 0 | 0 | 0 | 0 | 0 | 0 | 0 | 0 | 0 | 0 | 0 | 0 | 0 | 0 | 0
|  | Strategic Use of Low-Carbon Fuels | Efficient Natural Gas | 15.6284 | 50.0122 | 84.0149 | 112.2671 | 131.9617 | 144.0565 | 130.404 | 98.4361 | 67.4288 | 46.56 | 18.1276 | 14.3875 | 10.7153 | 7.1073 | 3.5466 | 0 | 0 | 0 | 0 | 0 | 0 | 0 | 0 | 0 | 0 | 0 | 0 | 0 | 0 | 0 | 0
|  | Strategic Use of Low-Carbon Fuels | Heat Pump | 0 | 0.49241 | 2.4221 | 13.4283 | 29.9449 | 49.7069 | 69.4887 | 106.2798 | 141.1652 | 164.4516 | 194.9962 | 197.452 | 200.032 | 202.9487 | 206.4604 | 210.8838 | 212.6636 | 215.9752 | 221.0494 | 227.9854 | 236.6864 | 246.8158 | 257.7903 | 268.8231 | 279.0194 | 287.5128 | 293.6157 | 296.9521 | 297.535 | 295.761 | 292.3187
|  | Strategic Use of Low-Carbon Fuels | Other | 6.2368 | 6.0487 | 5.6908 | 5.1855 | 4.5635 | 3.8588 | 3.1037 | 2.3246 | 1.5407 | 0.79652 | 0.06475 | 0.05122 | 0.03801 | 0.02508 | 0.01245 | 0 | 0 | 0 | 0 | 0 | 0 | 0 | 0 | 0 | 0 | 0 | 0 | 0 | 0 | 0 | 0
|  | Strategic Use of Low-Carbon Fuels | Total | 173.9648 | 186.5465 | 196.8774 | 204.7879 | 210.3374 | 213.7906 | 216.0299 | 216.824 | 216.633 | 215.8588 | 214.82 | 213.1855 | 211.7495 | 210.7206 | 210.3386 | 210.8838 | 212.6636 | 215.9752 | 221.0494 | 227.9854 | 236.6864 | 246.8158 | 257.7903 | 268.8231 | 279.0194 | 287.5128 | 293.6157 | 296.9521 | 297.535 | 295.761 | 292.3187
Residential Space Heating Sales Share (% total sales)
|  | Scenario | Device Category | 2020 | 2021 | 2022 | 2023 | 2024 | 2025 | 2026 | 2027 | 2028 | 2029 | 2030 | 2031 | 2032 | 2033 | 2034 | 2035 | 2036 | 2037 | 2038 | 2039 | 2040 | 2041 | 2042 | 2043 | 2044 | 2045 | 2046 | 2047 | 2048 | 2049 | 2050
|  | Strategic Use of Low-Carbon Fuels | Reference Distillate | 8.984% | 6.503% | 4.354% | 2.549% | 1.095% | 0% | 0% | 0% | 0% | 0% | 0% | 0% | 0% | 0% | 0% | 0% | 0% | 0% | 0% | 0% | 0% | 0% | 0% | 0% | 0% | 0% | 0% | 0% | 0% | 0% | 0%
|  | Strategic Use of Low-Carbon Fuels | Reference Natural Gas | 69.81% | 54.23% | 39.86% | 24.76% | 11.46% | 0% | 0% | 0% | 0% | 0% | 0% | 0% | 0% | 0% | 0% | 0% | 0% | 0% | 0% | 0% | 0% | 0% | 0% | 0% | 0% | 0% | 0% | 0% | 0% | 0% | 0%
|  | Strategic Use of Low-Carbon Fuels | Reference Electric | 8.638% | 7.809% | 6.964% | 6.106% | 5.239% | 4.365% | 3.48% | 2.601% | 1.728% | 1.242% | 0.7594% | 0.6073% | 0.4554% | 0.3035% | 0.1517% | 0% | 0% | 0% | 0% | 0% | 0% | 0% | 0% | 0% | 0% | 0% | 0% | 0% | 0% | 0% | 0%
|  | Strategic Use of Low-Carbon Fuels | Efficient Distillate | 0% | 1.138% | 2.032% | 2.676% | 3.066% | 3.198% | 2.553% | 1.911% | 1.271% | 0.6342% | 0% | 0% | 0% | 0% | 0% | 0% | 0% | 0% | 0% | 0% | 0% | 0% | 0% | 0% | 0% | 0% | 0% | 0% | 0% | 0% | 0%
|  | Strategic Use of Low-Carbon Fuels | Efficient Natural Gas | 8.984% | 26.81% | 42.67% | 54.82% | 62.74% | 67.38% | 60.36% | 45.4% | 31.13% | 21.57% | 8.439% | 6.749% | 5.06% | 3.373% | 1.686% | 0% | 0% | 0% | 0% | 0% | 0% | 0% | 0% | 0% | 0% | 0% | 0% | 0% | 0% | 0% | 0%
|  | Strategic Use of Low-Carbon Fuels | Heat Pump | 0% | 0.264% | 1.23% | 6.557% | 14.24% | 23.25% | 32.17% | 49.02% | 65.16% | 76.18% | 90.77% | 92.62% | 94.47% | 96.31% | 98.16% | 100% | 100% | 100% | 100% | 100% | 100% | 100% | 100% | 100% | 100% | 100% | 100% | 100% | 100% | 100% | 100%
|  | Strategic Use of Low-Carbon Fuels | Other | 3.585% | 3.242% | 2.891% | 2.532% | 2.17% | 1.805% | 1.437% | 1.072% | 0.7112% | 0.369% | 0.03014% | 0.02403% | 0.01795% | 0.0119% | 0.005919% | 0% | 0% | 0% | 0% | 0% | 0% | 0% | 0% | 0% | 0% | 0% | 0% | 0% | 0% | 0% | 0%
|  | Strategic Use of Low-Carbon Fuels | Total | 100% | 100% | 100% | 100% | 100% | 100% | 100% | 100% | 100% | 100% | 100% | 100% | 100% | 100% | 100% | 100% | 100% | 100% | 100% | 100% | 100% | 100% | 100% | 100% | 100% | 100% | 100% | 100% | 100% | 100% | 100%
Residential Space Heating Stocks (million devices)
|  | Scenario | Device Category | 2020 | 2021 | 2022 | 2023 | 2024 | 2025 | 2026 | 2027 | 2028 | 2029 | 2030 | 2031 | 2032 | 2033 | 2034 | 2035 | 2036 | 2037 | 2038 | 2039 | 2040 | 2041 | 2042 | 2043 | 2044 | 2045 | 2046 | 2047 | 2048 | 2049 | 2050
|  | Strategic Use of Low-Carbon Fuels | Reference Distillate | 0.74661 | 0.72931 | 0.70606 | 0.67749 | 0.64451 | 0.60818 | 0.57126 | 0.53409 | 0.49697 | 0.46013 | 0.42373 | 0.38795 | 0.35291 | 0.31879 | 0.28574 | 0.25398 | 0.22368 | 0.19506 | 0.16831 | 0.1436 | 0.12106 | 0.1008 | 0.082839 | 0.067167 | 0.053704 | 0.042324 | 0.032862 | 0.025128 | 0.018914 | 0.014009 | 0.010207
|  | Strategic Use of Low-Carbon Fuels | Reference Natural Gas | 2.9613 | 2.9392 | 2.887 | 2.8015 | 2.6853 | 2.5427 | 2.3988 | 2.2548 | 2.1113 | 1.9688 | 1.8279 | 1.689 | 1.5524 | 1.4188 | 1.2887 | 1.1626 | 1.0413 | 0.92532 | 0.81535 | 0.71194 | 0.61561 | 0.52679 | 0.44579 | 0.37281 | 0.30792 | 0.25103 | 0.20191 | 0.16017 | 0.12529 | 0.09662 | 0.073445
|  | Strategic Use of Low-Carbon Fuels | Reference Electric | 0.36033 | 0.35838 | 0.35443 | 0.34842 | 0.34039 | 0.33041 | 0.31862 | 0.30514 | 0.29008 | 0.27435 | 0.25799 | 0.24172 | 0.22553 | 0.20945 | 0.19349 | 0.17767 | 0.16235 | 0.14757 | 0.13335 | 0.11976 | 0.1068 | 0.094521 | 0.082931 | 0.072055 | 0.061914 | 0.052534 | 0.043947 | 0.036186 | 0.029283 | 0.023255 | 0.018102
|  | Strategic Use of Low-Carbon Fuels | Efficient Distillate | 0 | 0.0021221 | 0.0061219 | 0.011602 | 0.01805 | 0.024886 | 0.030399 | 0.034537 | 0.03728 | 0.038625 | 0.038583 | 0.03851 | 0.038393 | 0.038211 | 0.037944 | 0.037565 | 0.037043 | 0.036347 | 0.035445 | 0.034305 | 0.032904 | 0.031225 | 0.029263 | 0.02703 | 0.024559 | 0.021899 | 0.01912 | 0.016307 | 0.013551 | 0.010943 | 0.0085644
|  | Strategic Use of Low-Carbon Fuels | Efficient Natural Gas | 0.027162 | 0.077174 | 0.16119 | 0.27345 | 0.40539 | 0.54939 | 0.67967 | 0.77784 | 0.84474 | 0.89036 | 0.90691 | 0.91877 | 0.92562 | 0.92707 | 0.92262 | 0.9117 | 0.8972 | 0.87851 | 0.85501 | 0.82622 | 0.79181 | 0.75168 | 0.70599 | 0.65526 | 0.6003 | 0.54227 | 0.48253 | 0.42262 | 0.3641 | 0.30842 | 0.25682
|  | Strategic Use of Low-Carbon Fuels | Heat Pump | 0 | 0.00049241 | 0.0029145 | 0.016343 | 0.046287 | 0.095991 | 0.16547 | 0.2717 | 0.41276 | 0.57695 | 0.77139 | 0.96774 | 1.1657 | 1.3651 | 1.5657 | 1.7671 | 1.9654 | 2.1604 | 2.3517 | 2.5391 | 2.7223 | 2.9008 | 3.0742 | 3.2416 | 3.4022 | 3.5549 | 3.6988 | 3.8326 | 3.9554 | 4.0665 | 4.1656
|  | Strategic Use of Low-Carbon Fuels | Other | 0.15034 | 0.14756 | 0.14425 | 0.14038 | 0.13599 | 0.13106 | 0.1256 | 0.11962 | 0.1131 | 0.1061 | 0.098587 | 0.091283 | 0.084176 | 0.077268 | 0.070563 | 0.064072 | 0.057823 | 0.05183 | 0.046108 | 0.040673 | 0.035539 | 0.030721 | 0.026232 | 0.02209 | 0.018312 | 0.014914 | 0.011909 | 0.0093034 | 0.0070953 | 0.005271 | 0.0038053
|  | Strategic Use of Low-Carbon Fuels | Total | 4.2457 | 4.2542 | 4.262 | 4.2692 | 4.2759 | 4.2826 | 4.2898 | 4.2977 | 4.3062 | 4.3154 | 4.3251 | 4.3349 | 4.3448 | 4.3547 | 4.3647 | 4.3747 | 4.3848 | 4.395 | 4.4052 | 4.4156 | 4.426 | 4.4366 | 4.4472 | 4.458 | 4.4689 | 4.4799 | 4.491 | 4.5023 | 4.5136 | 4.525 | 4.5365
HP Summary Metrics
|  |  | Metric | 2020 | 2021 | 2022 | 2023 | 2024 | 2025 | 2026 | 2027 | 2028 | 2029 | 2030 | 2031 | 2032 | 2033 | 2034 | 2035 | 2036 | 2037 | 2038 | 2039 | 2040 | 2041 | 2042 | 2043 | 2044 | 2045 | 2046 | 2047 | 2048 | 2049 | 2050
|  |  | Sales Share | 0% | 0.264% | 1.23% | 6.557% | 14.24% | 23.25% | 32.17% | 49.02% | 65.16% | 76.18% | 90.77% | 92.62% | 94.47% | 96.31% | 98.16% | 100% | 100% | 100% | 100% | 100% | 100% | 100% | 100% | 100% | 100% | 100% | 100% | 100% | 100% | 100% | 100%
|  |  | Stock share HP | 0% | 0.01157% | 0.06838% | 0.3828% | 1.083% | 2.241% | 3.857% | 6.322% | 9.585% | 13.37% | 17.84% | 22.32% | 26.83% | 31.35% | 35.87% | 40.39% | 44.82% | 49.16% | 53.38% | 57.5% | 61.51% | 65.38% | 69.13% | 72.71% | 76.13% | 79.35% | 82.36% | 85.12% | 87.63% | 89.87% | 91.82%
|  |  | Total HP Stock (million devices) | 0 | 0.00049241 | 0.0029145 | 0.016343 | 0.046287 | 0.095991 | 0.16547 | 0.2717 | 0.41276 | 0.57695 | 0.77139 | 0.96774 | 1.1657 | 1.3651 | 1.5657 | 1.7671 | 1.9654 | 2.1604 | 2.3517 | 2.5391 | 2.7223 | 2.9008 | 3.0742 | 3.2416 | 3.4022 | 3.5549 | 3.6988 | 3.8326 | 3.9554 | 4.0665 | 4.1656

## S2_Space Heating-Comm
Commercial Space Heating - Scenario 2: Strategic Use of Low-Carbon Fuels
Annual commercial space heating stocks and sales by device type, for Strategic Use of Low-Carbon Fuels.
Note: 2020 is a modeled year, reflecting historical trends. | [9 empty] | With Heat Pump Breakdown:
Commercial Space Heating Sales By Category (million square feet)
| Scenario | Device Category | 2020 | 2021 | 2022 | 2023 | 2024 | 2025 | 2026 | 2027 | 2028 | 2029 | 2030 | 2031 | 2032 | 2033 | 2034 | 2035 | 2036 | 2037 | 2038 | 2039 | 2040 | 2041 | 2042 | 2043 | 2044 | 2045 | 2046 | 2047 | 2048 | 2049 | 2050
| Strategic Use of Low-Carbon Fuels | Reference Natural Gas | 241.5493 | 201.9785 | 154.786 | 97.6603 | 44.9475 | 0 | 0 | 0 | 0 | 0 | 0 | 0 | 0 | 0 | 0 | 0 | 0 | 0 | 0 | 0 | 0 | 0 | 0 | 0 | 0 | 0 | 0 | 0 | 0 | 0 | 0
| Strategic Use of Low-Carbon Fuels | Reference Distillate | 27.2168 | 24.1652 | 20.3353 | 16.1992 | 12.1923 | 8.6287 | 6.7187 | 4.892 | 3.1701 | 1.5457 | 0 | 0 | 0 | 0 | 0 | 0 | 0 | 0 | 0 | 0 | 0 | 0 | 0 | 0 | 0 | 0 | 0 | 0 | 0 | 0 | 0
| Strategic Use of Low-Carbon Fuels | Reference Electric | 44.2273 | 43.034 | 40.0544 | 35.6932 | 30.4808 | 24.9273 | 19.4096 | 14.1325 | 9.1582 | 7.6551 | 6.2472 | 4.9189 | 3.6535 | 2.4306 | 1.2236 | 0 | 0 | 0 | 0 | 0 | 0 | 0 | 0 | 0 | 0 | 0 | 0 | 0 | 0 | 0 | 0
| Strategic Use of Low-Carbon Fuels | Efficient Distillate | 0 | 2.3172 | 4.3136 | 5.7658 | 6.5651 | 6.7112 | 5.2257 | 3.8049 | 2.4657 | 1.2022 | 0 | 0 | 0 | 0 | 0 | 0 | 0 | 0 | 0 | 0 | 0 | 0 | 0 | 0 | 0 | 0 | 0 | 0 | 0 | 0 | 0
| Strategic Use of Low-Carbon Fuels | Efficient Natural Gas | 27.2168 | 96.3168 | 165.6493 | 220.8102 | 249.6614 | 261.8135 | 228.2491 | 167.0896 | 111.5778 | 75.1266 | 63.5521 | 50.0395 | 37.1664 | 24.7262 | 12.4474 | 0 | 0 | 0 | 0 | 0 | 0 | 0 | 0 | 0 | 0 | 0 | 0 | 0 | 0 | 0 | 0
| Strategic Use of Low-Carbon Fuels | Heat Pump | 0 | 0 | 0 | 15.2987 | 44.586 | 77.3456 | 107.9751 | 163.8301 | 214.5724 | 245.0704 | 253.2592 | 262.3159 | 272.7037 | 285.0376 | 299.9683 | 317.958 | 325.5077 | 334.7249 | 344.2852 | 352.72 | 358.8178 | 361.9564 | 362.2155 | 360.2413 | 356.9643 | 353.322 | 350.0846 | 347.7921 | 346.7588 | 347.1024 | 348.7753
| Strategic Use of Low-Carbon Fuels | Other | 0 | 0 | 0 | 0.8052 | 2.3466 | 4.0708 | 5.6829 | 8.6226 | 11.2933 | 12.8984 | 13.3294 | 13.8061 | 14.3528 | 15.002 | 15.7878 | 16.7346 | 17.132 | 17.6171 | 18.1203 | 18.5642 | 18.8851 | 19.0503 | 19.064 | 18.9601 | 18.7876 | 18.5959 | 18.4255 | 18.3048 | 18.2505 | 18.2685 | 18.3566
| Strategic Use of Low-Carbon Fuels | Total | 340.2103 | 367.8117 | 385.1385 | 392.2326 | 390.7798 | 383.4972 | 373.2611 | 362.3717 | 352.2375 | 343.4985 | 336.388 | 331.0804 | 327.8764 | 327.1964 | 329.4271 | 334.6926 | 342.6397 | 352.342 | 362.4055 | 371.2842 | 377.7029 | 381.0067 | 381.2794 | 379.2013 | 375.7519 | 371.9179 | 368.5101 | 366.0969 | 365.0093 | 365.3709 | 367.1319
Commercial Space Heating Sales Share By Category (% total sales)
| Scenario | Device Category | 2020 | 2021 | 2022 | 2023 | 2024 | 2025 | 2026 | 2027 | 2028 | 2029 | 2030 | 2031 | 2032 | 2033 | 2034 | 2035 | 2036 | 2037 | 2038 | 2039 | 2040 | 2041 | 2042 | 2043 | 2044 | 2045 | 2046 | 2047 | 2048 | 2049 | 2050
| Strategic Use of Low-Carbon Fuels | Reference Natural Gas | 71% | 54.91% | 40.19% | 24.9% | 11.5% | 0% | 0% | 0% | 0% | 0% | 0% | 0% | 0% | 0% | 0% | 0% | 0% | 0% | 0% | 0% | 0% | 0% | 0% | 0% | 0% | 0% | 0% | 0% | 0% | 0% | 0%
| Strategic Use of Low-Carbon Fuels | Reference Distillate | 8% | 6.57% | 5.28% | 4.13% | 3.12% | 2.25% | 1.8% | 1.35% | 0.9% | 0.45% | 0% | 0% | 0% | 0% | 0% | 0% | 0% | 0% | 0% | 0% | 0% | 0% | 0% | 0% | 0% | 0% | 0% | 0% | 0% | 0% | 0%
| Strategic Use of Low-Carbon Fuels | Reference Electric | 13% | 11.7% | 10.4% | 9.1% | 7.8% | 6.5% | 5.2% | 3.9% | 2.6% | 2.229% | 1.857% | 1.486% | 1.114% | 0.7429% | 0.3714% | 0% | 0% | 0% | 0% | 0% | 0% | 0% | 0% | 0% | 0% | 0% | 0% | 0% | 0% | 0% | 0%
| Strategic Use of Low-Carbon Fuels | Efficient Distillate | 0% | 0.63% | 1.12% | 1.47% | 1.68% | 1.75% | 1.4% | 1.05% | 0.7% | 0.35% | 0% | 0% | 0% | 0% | 0% | 0% | 0% | 0% | 0% | 0% | 0% | 0% | 0% | 0% | 0% | 0% | 0% | 0% | 0% | 0% | 0%
| Strategic Use of Low-Carbon Fuels | Efficient Natural Gas | 8% | 26.19% | 43.01% | 56.3% | 63.89% | 68.27% | 61.15% | 46.11% | 31.68% | 21.87% | 18.89% | 15.11% | 11.34% | 7.557% | 3.779% | 0% | 0% | 0% | 0% | 0% | 0% | 0% | 0% | 0% | 0% | 0% | 0% | 0% | 0% | 0% | 0%
| Strategic Use of Low-Carbon Fuels | Heat Pump | 0% | 0% | 0% | 3.9% | 11.41% | 20.17% | 28.93% | 45.21% | 60.92% | 71.35% | 75.29% | 79.23% | 83.17% | 87.12% | 91.06% | 95% | 95% | 95% | 95% | 95% | 95% | 95% | 95% | 95% | 95% | 95% | 95% | 95% | 95% | 95% | 95%
| Strategic Use of Low-Carbon Fuels | Other | 0% | 0% | 0% | 0.2053% | 0.6005% | 1.061% | 1.522% | 2.379% | 3.206% | 3.755% | 3.963% | 4.17% | 4.378% | 4.585% | 4.793% | 5% | 5% | 5% | 5% | 5% | 5% | 5% | 5% | 5% | 5% | 5% | 5% | 5% | 5% | 5% | 5%
| Strategic Use of Low-Carbon Fuels | Total | 100% | 100% | 100% | 100% | 100% | 100% | 100% | 100% | 100% | 100% | 100% | 100% | 100% | 100% | 100% | 100% | 100% | 100% | 100% | 100% | 100% | 100% | 100% | 100% | 100% | 100% | 100% | 100% | 100% | 100% | 100%
| Strategic Use of Low-Carbon Fuels | ASHP with Electric Backup | 0% | 0% | 0% | 2.869% | 8.37% | 14.75% | 21.1% | 32.9% | 44.21% | 51.65% | 54.37% | 57.17% | 59.96% | 62.75% | 65.54% | 68.32% | 68.25% | 68.18% | 68.09% | 68.01% | 67.92% | 67.84% | 67.76% | 67.69% | 67.63% | 67.57% | 67.51% | 67.46% | 67.4% | 67.35% | 67.29%
| Strategic Use of Low-Carbon Fuels | Ground Source Heat Pump | 0% | 0% | 0% | 0.8257% | 2.439% | 4.353% | 6.3% | 9.934% | 13.5% | 15.94% | 16.95% | 17.89% | 18.83% | 19.78% | 20.73% | 21.68% | 21.75% | 21.82% | 21.91% | 21.99% | 22.08% | 22.16% | 22.24% | 22.31% | 22.37% | 22.43% | 22.49% | 22.54% | 22.6% | 22.65% | 22.71%
| Strategic Use of Low-Carbon Fuels | ASHP with Fuel Backup | 0% | 0% | 0% | 0.4106% | 1.201% | 2.123% | 3.045% | 4.759% | 6.412% | 7.51% | 7.925% | 8.34% | 8.755% | 9.17% | 9.585% | 10% | 10% | 10% | 10% | 10% | 10% | 10% | 10% | 10% | 10% | 10% | 10% | 10% | 10% | 10% | 10%
Commercial Space Heating Stocks By Category (billion square feet)
| Scenario | Device Category | 2020 | 2021 | 2022 | 2023 | 2024 | 2025 | 2026 | 2027 | 2028 | 2029 | 2030 | 2031 | 2032 | 2033 | 2034 | 2035 | 2036 | 2037 | 2038 | 2039 | 2040 | 2041 | 2042 | 2043 | 2044 | 2045 | 2046 | 2047 | 2048 | 2049 | 2050
| Strategic Use of Low-Carbon Fuels | Reference Natural Gas | 3.573 | 3.5274 | 3.4224 | 3.2553 | 3.0366 | 2.7783 | 2.5277 | 2.2855 | 2.0518 | 1.8265 | 1.6099 | 1.4026 | 1.2057 | 1.0202 | 0.84735 | 0.68855 | 0.54506 | 0.41819 | 0.30912 | 0.21866 | 0.14694 | 0.093091 | 0.055158 | 0.030317 | 0.015325 | 0.0070576 | 0.0029308 | 0.0010847 | 0.0003531 | 9.9629e-05 | 2.3971e-05
| Strategic Use of Low-Carbon Fuels | Reference Distillate | 0.76581 | 0.73418 | 0.69597 | 0.65253 | 0.60539 | 0.556 | 0.5066 | 0.45756 | 0.40915 | 0.36159 | 0.3152 | 0.27178 | 0.23166 | 0.1951 | 0.16228 | 0.13325 | 0.1079 | 0.086042 | 0.067413 | 0.051749 | 0.038795 | 0.028309 | 0.02004 | 0.013715 | 0.0090401 | 0.0057117 | 0.0034388 | 0.0019587 | 0.0010464 | 0.0005191 | 0.00023648
| Strategic Use of Low-Carbon Fuels | Reference Electric | 0.63445 | 0.63215 | 0.62464 | 0.61188 | 0.59415 | 0.57189 | 0.54557 | 0.51559 | 0.48224 | 0.44894 | 0.41575 | 0.38272 | 0.34988 | 0.31721 | 0.28466 | 0.2521 | 0.22072 | 0.19055 | 0.1618 | 0.13481 | 0.11001 | 0.087847 | 0.068622 | 0.052456 | 0.039257 | 0.028769 | 0.020633 | 0.014456 | 0.0098618 | 0.0065192 | 0.0041491
| Strategic Use of Low-Carbon Fuels | Efficient Distillate | 0 | 0.0023172 | 0.0066308 | 0.012396 | 0.01896 | 0.025667 | 0.030878 | 0.034647 | 0.037037 | 0.038094 | 0.037837 | 0.037418 | 0.036773 | 0.035833 | 0.03453 | 0.032806 | 0.030629 | 0.027998 | 0.024963 | 0.021622 | 0.018121 | 0.014632 | 0.011336 | 0.0083904 | 0.0059057 | 0.0039341 | 0.0024671 | 0.0014478 | 0.00078953 | 0.00039696 | 0.00018231
| Strategic Use of Low-Carbon Fuels | Efficient Natural Gas | 0.059139 | 0.15545 | 0.32109 | 0.54184 | 0.79133 | 1.0527 | 1.2799 | 1.4447 | 1.5521 | 1.6196 | 1.6705 | 1.7007 | 1.7082 | 1.6908 | 1.646 | 1.5714 | 1.4783 | 1.3667 | 1.2385 | 1.0971 | 0.9479 | 0.79718 | 0.65153 | 0.51692 | 0.39791 | 0.29713 | 0.21525 | 0.15122 | 0.10292 | 0.067691 | 0.042829
| Strategic Use of Low-Carbon Fuels | Heat Pump | 0 | 0 | 0 | 0.015299 | 0.059885 | 0.13723 | 0.2452 | 0.40898 | 0.62342 | 0.86813 | 1.1206 | 1.3811 | 1.6504 | 1.9294 | 2.2191 | 2.5207 | 2.8213 | 3.1198 | 3.4134 | 3.6975 | 3.967 | 4.2162 | 4.4405 | 4.637 | 4.8045 | 4.9441 | 5.0583 | 5.1504 | 5.2243 | 5.2837 | 5.3318
| Strategic Use of Low-Carbon Fuels | Other | 0 | 0 | 0 | 0.0008052 | 0.0031518 | 0.0072226 | 0.012905 | 0.021526 | 0.032812 | 0.045691 | 0.058976 | 0.07269 | 0.086864 | 0.10155 | 0.11679 | 0.13267 | 0.14849 | 0.1642 | 0.17965 | 0.19461 | 0.20879 | 0.22191 | 0.23371 | 0.24405 | 0.25287 | 0.26022 | 0.26623 | 0.27108 | 0.27496 | 0.27809 | 0.28062
| Strategic Use of Low-Carbon Fuels | Total | 5.0324 | 5.0515 | 5.0707 | 5.09 | 5.1095 | 5.129 | 5.1487 | 5.1685 | 5.1885 | 5.2085 | 5.2287 | 5.249 | 5.2695 | 5.29 | 5.3107 | 5.3315 | 5.3525 | 5.3735 | 5.3948 | 5.4161 | 5.4376 | 5.4592 | 5.4809 | 5.5028 | 5.5248 | 5.547 | 5.5693 | 5.5917 | 5.6143 | 5.637 | 5.6598
| Strategic Use of Low-Carbon Fuels | ASHP with Electric Backup | 0 | 0 | 0 | 0.011255 | 0.043962 | 0.10054 | 0.17931 | 0.29849 | 0.45412 | 0.63127 | 0.81355 | 1.0015 | 1.1956 | 1.3965 | 1.605 | 1.8217 | 2.0374 | 2.2513 | 2.4611 | 2.6638 | 2.8555 | 3.0322 | 3.1907 | 3.3287 | 3.4459 | 3.5428 | 3.6213 | 3.6839 | 3.7333 | 3.7723 | 3.8032
| Strategic Use of Low-Carbon Fuels | Ground Source Heat Pump | 0 | 0 | 0 | 0.0032387 | 0.012771 | 0.029464 | 0.052978 | 0.088967 | 0.13649 | 0.19117 | 0.24802 | 0.30688 | 0.3679 | 0.43129 | 0.49734 | 0.56634 | 0.63542 | 0.70436 | 0.77257 | 0.83909 | 0.90269 | 0.96209 | 1.0162 | 1.0642 | 1.1058 | 1.1412 | 1.1708 | 1.1955 | 1.2161 | 1.2333 | 1.248
| Strategic Use of Low-Carbon Fuels | ASHP with Fuel Backup | 0 | 0 | 0 | 0.0016104 | 0.0063037 | 0.014445 | 0.02581 | 0.043051 | 0.065624 | 0.091382 | 0.11795 | 0.14538 | 0.17373 | 0.20309 | 0.23359 | 0.26534 | 0.29698 | 0.3284 | 0.3593 | 0.38922 | 0.41758 | 0.44381 | 0.46742 | 0.4881 | 0.50574 | 0.52044 | 0.53245 | 0.54215 | 0.54993 | 0.55618 | 0.56124
HP Summary Metrics
|  | Metric | 2020 | 2021 | 2022 | 2023 | 2024 | 2025 | 2026 | 2027 | 2028 | 2029 | 2030 | 2031 | 2032 | 2033 | 2034 | 2035 | 2036 | 2037 | 2038 | 2039 | 2040 | 2041 | 2042 | 2043 | 2044 | 2045 | 2046 | 2047 | 2048 | 2049 | 2050
|  | Sales Share HP | 0% | 0% | 0% | 3.9% | 11.41% | 20.17% | 28.93% | 45.21% | 60.92% | 71.35% | 75.29% | 79.23% | 83.17% | 87.12% | 91.06% | 95% | 95% | 95% | 95% | 95% | 95% | 95% | 95% | 95% | 95% | 95% | 95% | 95% | 95% | 95% | 95%
|  | Stock share HP | 0% | 0% | 0% | 0.3006% | 1.172% | 2.676% | 4.762% | 7.913% | 12.02% | 16.67% | 21.43% | 26.31% | 31.32% | 36.47% | 41.79% | 47.28% | 52.71% | 58.06% | 63.27% | 68.27% | 72.96% | 77.23% | 81.02% | 84.27% | 86.96% | 89.13% | 90.83% | 92.11% | 93.05% | 93.73% | 94.2%
|  | Stock HP (billion square feet) | 0 | 0 | 0 | 0.015299 | 0.059885 | 0.13723 | 0.2452 | 0.40898 | 0.62342 | 0.86813 | 1.1206 | 1.3811 | 1.6504 | 1.9294 | 2.2191 | 2.5207 | 2.8213 | 3.1198 | 3.4134 | 3.6975 | 3.967 | 4.2162 | 4.4405 | 4.637 | 4.8045 | 4.9441 | 5.0583 | 5.1504 | 5.2243 | 5.2837 | 5.3318

## S2_Water Heating-Res
Residential Water Heating - Scenario 2: Strategic Use of Low-Carbon Fuels
Annual residential water heating stocks and sales by device type, for Strategic Use of Low-Carbon Fuels.
Note: 2020 is a modeled year, reflecting historical trends.
Residential Water Heating Sales (thousand devices)
| Scenario | Category | 2020 | 2021 | 2022 | 2023 | 2024 | 2025 | 2026 | 2027 | 2028 | 2029 | 2030 | 2031 | 2032 | 2033 | 2034 | 2035 | 2036 | 2037 | 2038 | 2039 | 2040 | 2041 | 2042 | 2043 | 2044 | 2045 | 2046 | 2047 | 2048 | 2049 | 2050
| Strategic Use of Low-Carbon Fuels | Reference Distillate | 102.6901 | 90.3499 | 74.851 | 58.167 | 41.8306 | 26.6504 | 12.7818 | 0 | 0 | 0 | 0 | 0 | 0 | 0 | 0 | 0 | 0 | 0 | 0 | 0 | 0 | 0 | 0 | 0 | 0 | 0 | 0 | 0 | 0 | 0 | 0
| Strategic Use of Low-Carbon Fuels | Reference Natural Gas | 461.3115 | 457.8749 | 444.1615 | 400.8513 | 354.9921 | 305.6166 | 260.9082 | 189.9733 | 126.9292 | 84.9219 | 0 | 0 | 0 | 0 | 0 | 0 | 0 | 0 | 0 | 0 | 0 | 0 | 0 | 0 | 0 | 0 | 0 | 0 | 0 | 0 | 0
| Strategic Use of Low-Carbon Fuels | Reference Electric | 84.5132 | 78.1102 | 69.0141 | 58.6226 | 48.1351 | 38.2897 | 29.3455 | 21.2397 | 13.7786 | 6.7584 | 0 | 0 | 0 | 0 | 0 | 0 | 0 | 0 | 0 | 0 | 0 | 0 | 0 | 0 | 0 | 0 | 0 | 0 | 0 | 0 | 0
| Strategic Use of Low-Carbon Fuels | Efficient Natural Gas | 0 | 19.9107 | 41.6405 | 52.6701 | 62.205 | 68.085 | 73.5824 | 65.0085 | 43.8283 | 31.7691 | 0 | 0 | 0 | 0 | 0 | 0 | 0 | 0 | 0 | 0 | 0 | 0 | 0 | 0 | 0 | 0 | 0 | 0 | 0 | 0 | 0
| Strategic Use of Low-Carbon Fuels | Heat Pump | 0 | 22.8475 | 38.746 | 81.9906 | 121.1064 | 164.3853 | 204.2908 | 287.4958 | 364.466 | 415.6306 | 533.6797 | 532.9235 | 537.1261 | 546.3686 | 560.0156 | 576.3897 | 592.8317 | 606.2733 | 614.1782 | 615.4284 | 610.6715 | 601.9353 | 591.7731 | 582.4404 | 575.4559 | 571.5585 | 570.8687 | 573.0755 | 577.5804 | 583.6021 | 590.2671
| Strategic Use of Low-Carbon Fuels | Other | 22.4704 | 19.7854 | 16.3869 | 12.7207 | 9.1331 | 5.8073 | 2.7792 | 0 | 0 | 0 | 0 | 0 | 0 | 0 | 0 | 0 | 0 | 0 | 0 | 0 | 0 | 0 | 0 | 0 | 0 | 0 | 0 | 0 | 0 | 0 | 0
| Strategic Use of Low-Carbon Fuels | Total | 670.9852 | 688.8786 | 684.8 | 665.0225 | 637.4023 | 608.8343 | 583.6879 | 563.7173 | 549.0021 | 539.0799 | 533.6797 | 532.9235 | 537.1261 | 546.3686 | 560.0156 | 576.3897 | 592.8317 | 606.2733 | 614.1782 | 615.4284 | 610.6715 | 601.9353 | 591.7731 | 582.4404 | 575.4559 | 571.5585 | 570.8687 | 573.0755 | 577.5804 | 583.6021 | 590.2671
Residential Water Heating Sales Share (% total sales)
| Scenario | Category | 2020 | 2021 | 2022 | 2023 | 2024 | 2025 | 2026 | 2027 | 2028 | 2029 | 2030 | 2031 | 2032 | 2033 | 2034 | 2035 | 2036 | 2037 | 2038 | 2039 | 2040 | 2041 | 2042 | 2043 | 2044 | 2045 | 2046 | 2047 | 2048 | 2049 | 2050
| Strategic Use of Low-Carbon Fuels | Reference Distillate | 15.3% | 13.12% | 10.93% | 8.747% | 6.563% | 4.377% | 2.19% | 0% | 0% | 0% | 0% | 0% | 0% | 0% | 0% | 0% | 0% | 0% | 0% | 0% | 0% | 0% | 0% | 0% | 0% | 0% | 0% | 0% | 0% | 0% | 0%
| Strategic Use of Low-Carbon Fuels | Reference Natural Gas | 68.75% | 66.47% | 64.86% | 60.28% | 55.69% | 50.2% | 44.7% | 33.7% | 23.12% | 15.75% | 0% | 0% | 0% | 0% | 0% | 0% | 0% | 0% | 0% | 0% | 0% | 0% | 0% | 0% | 0% | 0% | 0% | 0% | 0% | 0% | 0%
| Strategic Use of Low-Carbon Fuels | Reference Electric | 12.6% | 11.34% | 10.08% | 8.815% | 7.552% | 6.289% | 5.028% | 3.768% | 2.51% | 1.254% | 0% | 0% | 0% | 0% | 0% | 0% | 0% | 0% | 0% | 0% | 0% | 0% | 0% | 0% | 0% | 0% | 0% | 0% | 0% | 0% | 0%
| Strategic Use of Low-Carbon Fuels | Efficient Natural Gas | 0% | 2.89% | 6.081% | 7.92% | 9.759% | 11.18% | 12.61% | 11.53% | 7.983% | 5.893% | 0% | 0% | 0% | 0% | 0% | 0% | 0% | 0% | 0% | 0% | 0% | 0% | 0% | 0% | 0% | 0% | 0% | 0% | 0% | 0% | 0%
| Strategic Use of Low-Carbon Fuels | Heat Pump | 0% | 3.317% | 5.658% | 12.33% | 19% | 27% | 35% | 51% | 66.39% | 77.1% | 100% | 100% | 100% | 100% | 100% | 100% | 100% | 100% | 100% | 100% | 100% | 100% | 100% | 100% | 100% | 100% | 100% | 100% | 100% | 100% | 100%
| Strategic Use of Low-Carbon Fuels | Other | 3.349% | 2.872% | 2.393% | 1.913% | 1.433% | 0.9538% | 0.4761% | 0% | 0% | 0% | 0% | 0% | 0% | 0% | 0% | 0% | 0% | 0% | 0% | 0% | 0% | 0% | 0% | 0% | 0% | 0% | 0% | 0% | 0% | 0% | 0%
| Strategic Use of Low-Carbon Fuels | Total | 100% | 100% | 100% | 100% | 100% | 100% | 100% | 100% | 100% | 100% | 100% | 100% | 100% | 100% | 100% | 100% | 100% | 100% | 100% | 100% | 100% | 100% | 100% | 100% | 100% | 100% | 100% | 100% | 100% | 100% | 100%
Residential Water Heating Stocks (million devices)
| Scenario | Category | 2020 | 2021 | 2022 | 2023 | 2024 | 2025 | 2026 | 2027 | 2028 | 2029 | 2030 | 2031 | 2032 | 2033 | 2034 | 2035 | 2036 | 2037 | 2038 | 2039 | 2040 | 2041 | 2042 | 2043 | 2044 | 2045 | 2046 | 2047 | 2048 | 2049 | 2050
| Strategic Use of Low-Carbon Fuels | Reference Distillate | 1.2357 | 1.2232 | 1.1959 | 1.1549 | 1.1018 | 1.0379 | 0.96401 | 0.88057 | 0.79974 | 0.72112 | 0.64448 | 0.56975 | 0.49703 | 0.42655 | 0.35877 | 0.29442 | 0.23455 | 0.18038 | 0.13316 | 0.093827 | 0.062745 | 0.03959 | 0.023418 | 0.012888 | 0.006539 | 0.0030257 | 0.0012606 | 0.00046601 | 0.00015035 | 4.157e-05 | 9.64e-06
| Strategic Use of Low-Carbon Fuels | Reference Natural Gas | 5.5828 | 5.5757 | 5.5578 | 5.5102 | 5.4357 | 5.3315 | 5.2 | 5.0115 | 4.7706 | 4.4954 | 4.1406 | 3.789 | 3.4386 | 3.088 | 2.7368 | 2.3863 | 2.04 | 1.7039 | 1.3858 | 1.0938 | 0.83513 | 0.61461 | 0.43418 | 0.29291 | 0.18753 | 0.11309 | 0.063676 | 0.033129 | 0.015741 | 0.0067385 | 0.0025599
| Strategic Use of Low-Carbon Fuels | Reference Electric | 1.033 | 1.025 | 1.0083 | 0.98377 | 0.95229 | 0.91463 | 0.87131 | 0.82256 | 0.7685 | 0.70915 | 0.64449 | 0.58109 | 0.51881 | 0.45766 | 0.39775 | 0.33949 | 0.28358 | 0.231 | 0.18289 | 0.1403 | 0.104 | 0.074263 | 0.050905 | 0.033342 | 0.020744 | 0.012169 | 0.0066702 | 0.0033809 | 0.0015657 | 0.00065356 | 0.0002422
| Strategic Use of Low-Carbon Fuels | Efficient Natural Gas | 0 | 0.019911 | 0.061551 | 0.11422 | 0.17641 | 0.24444 | 0.31784 | 0.3824 | 0.42528 | 0.4552 | 0.45191 | 0.44649 | 0.43807 | 0.42573 | 0.40859 | 0.38592 | 0.35741 | 0.32327 | 0.28435 | 0.2422 | 0.19886 | 0.15663 | 0.11773 | 0.083956 | 0.056434 | 0.035489 | 0.020699 | 0.011089 | 0.0053953 | 0.0023539 | 0.00090776
| Strategic Use of Low-Carbon Fuels | Heat Pump | 0 | 0.022847 | 0.061593 | 0.14358 | 0.26467 | 0.42899 | 0.63308 | 0.92003 | 1.2832 | 1.6963 | 2.225 | 2.7492 | 3.2715 | 3.794 | 4.3174 | 4.8399 | 5.3561 | 5.8575 | 6.3329 | 6.7701 | 7.159 | 7.4925 | 7.7677 | 7.986 | 8.1521 | 8.2733 | 8.3582 | 8.4156 | 8.454 | 8.4803 | 8.4996
| Strategic Use of Low-Carbon Fuels | Other | 0.27775 | 0.2743 | 0.26761 | 0.25793 | 0.24561 | 0.23096 | 0.21417 | 0.19535 | 0.17715 | 0.15947 | 0.14228 | 0.12557 | 0.10936 | 0.093705 | 0.078706 | 0.064515 | 0.051346 | 0.039459 | 0.029113 | 0.020504 | 0.013706 | 0.0086449 | 0.0051115 | 0.0028119 | 0.0014261 | 0.00065963 | 0.00027471 | 0.00010152 | 3.274e-05 | 9.05e-06 | 2.1e-06
| Strategic Use of Low-Carbon Fuels | Total | 8.1292 | 8.141 | 8.1528 | 8.1646 | 8.1765 | 8.1884 | 8.2004 | 8.2124 | 8.2245 | 8.2367 | 8.2488 | 8.2611 | 8.2734 | 8.2857 | 8.2981 | 8.3105 | 8.323 | 8.3355 | 8.3481 | 8.3608 | 8.3735 | 8.3862 | 8.399 | 8.4119 | 8.4248 | 8.4377 | 8.4507 | 8.4638 | 8.4769 | 8.4901 | 8.5033

## S2_Water Heating-Comm
Commercial Water Heating - Scenario 2: Strategic Use of Low-Carbon Fuels
Annual commercial water heating stocks and sales by device type, for Strategic Use of Low-Carbon Fuels.
Note: 2020 is a modeled year, reflecting historical trends.
Commercial Water Heating Sales (thousand sq ft)
| Scenario | Category | 2020 | 2021 | 2022 | 2023 | 2024 | 2025 | 2026 | 2027 | 2028 | 2029 | 2030 | 2031 | 2032 | 2033 | 2034 | 2035 | 2036 | 2037 | 2038 | 2039 | 2040 | 2041 | 2042 | 2043 | 2044 | 2045 | 2046 | 2047 | 2048 | 2049 | 2050
| Strategic Use of Low-Carbon Fuels | Reference Distillate | 13608.4121 | 12610.6865 | 11003.9572 | 8965.3156 | 6699.0829 | 4382.8249 | 2132.9203 | 0 | 0 | 0 | 0 | 0 | 0 | 0 | 0 | 0 | 0 | 0 | 0 | 0 | 0 | 0 | 0 | 0 | 0 | 0 | 0 | 0 | 0 | 0 | 0
| Strategic Use of Low-Carbon Fuels | Reference Natural Gas | 197321.9751 | 206245.6751 | 210741.473 | 199447.039 | 183588.3673 | 162372.7055 | 140719.416 | 102986.0509 | 68670.6025 | 45623.4704 | 0 | 0 | 0 | 0 | 0 | 0 | 0 | 0 | 0 | 0 | 0 | 0 | 0 | 0 | 0 | 0 | 0 | 0 | 0 | 0 | 0
| Strategic Use of Low-Carbon Fuels | Reference Electric | 129279.9147 | 125791.5974 | 117082.1051 | 104333.8602 | 89097.8028 | 72864.464 | 56735.6796 | 41310.3793 | 26770.0499 | 13052.9429 | 0 | 0 | 0 | 0 | 0 | 0 | 0 | 0 | 0 | 0 | 0 | 0 | 0 | 0 | 0 | 0 | 0 | 0 | 0 | 0 | 0
| Strategic Use of Low-Carbon Fuels | Efficient Natural Gas | 0 | 10948.0326 | 24519.8319 | 31127.9904 | 37146.4148 | 40332.9461 | 43031.6668 | 33265.7265 | 22956.9381 | 19984.7426 | 0 | 0 | 0 | 0 | 0 | 0 | 0 | 0 | 0 | 0 | 0 | 0 | 0 | 0 | 0 | 0 | 0 | 0 | 0 | 0 | 0
| Strategic Use of Low-Carbon Fuels | Heat Pump | 0 | 12215.6968 | 21791.1365 | 48358.352 | 74248.169 | 103544.2383 | 130641.3676 | 184809.5917 | 233839.9086 | 264837.3414 | 336387.951 | 331080.3892 | 327876.4083 | 327196.4035 | 329427.127 | 334692.6125 | 342639.7293 | 352342.02 | 362405.4754 | 371284.1671 | 377702.9471 | 381006.7055 | 381279.4249 | 379201.3451 | 375751.905 | 371917.9256 | 368510.1454 | 366096.9378 | 365009.2507 | 365370.9398 | 367131.8949
| Strategic Use of Low-Carbon Fuels | Other | 0 | 0 | 0 | 0 | 0 | 0 | 0 | 0 | 0 | 0 | 0 | 0 | 0 | 0 | 0 | 0 | 0 | 0 | 0 | 0 | 0 | 0 | 0 | 0 | 0 | 0 | 0 | 0 | 0 | 0 | 0
| Strategic Use of Low-Carbon Fuels | Total | 340210.302 | 367811.6883 | 385138.5038 | 392232.5572 | 390779.8367 | 383497.1788 | 373261.0503 | 362371.7484 | 352237.4992 | 343498.4973 | 336387.951 | 331080.3892 | 327876.4083 | 327196.4035 | 329427.127 | 334692.6125 | 342639.7293 | 352342.02 | 362405.4754 | 371284.1671 | 377702.9471 | 381006.7055 | 381279.4249 | 379201.3451 | 375751.905 | 371917.9256 | 368510.1454 | 366096.9378 | 365009.2507 | 365370.9398 | 367131.8949
Commercial Water Heating Sales Share (% total sales)
| Scenario | Category | 2020 | 2021 | 2022 | 2023 | 2024 | 2025 | 2026 | 2027 | 2028 | 2029 | 2030 | 2031 | 2032 | 2033 | 2034 | 2035 | 2036 | 2037 | 2038 | 2039 | 2040 | 2041 | 2042 | 2043 | 2044 | 2045 | 2046 | 2047 | 2048 | 2049 | 2050
| Strategic Use of Low-Carbon Fuels | Reference Distillate | 4% | 3.429% | 2.857% | 2.286% | 1.714% | 1.143% | 0.5714% | 0% | 0% | 0% | 0% | 0% | 0% | 0% | 0% | 0% | 0% | 0% | 0% | 0% | 0% | 0% | 0% | 0% | 0% | 0% | 0% | 0% | 0% | 0% | 0%
| Strategic Use of Low-Carbon Fuels | Reference Natural Gas | 58% | 56.07% | 54.72% | 50.85% | 46.98% | 42.34% | 37.7% | 28.42% | 19.5% | 13.28% | 0% | 0% | 0% | 0% | 0% | 0% | 0% | 0% | 0% | 0% | 0% | 0% | 0% | 0% | 0% | 0% | 0% | 0% | 0% | 0% | 0%
| Strategic Use of Low-Carbon Fuels | Reference Electric | 38% | 34.2% | 30.4% | 26.6% | 22.8% | 19% | 15.2% | 11.4% | 7.6% | 3.8% | 0% | 0% | 0% | 0% | 0% | 0% | 0% | 0% | 0% | 0% | 0% | 0% | 0% | 0% | 0% | 0% | 0% | 0% | 0% | 0% | 0%
| Strategic Use of Low-Carbon Fuels | Efficient Natural Gas | 0% | 2.977% | 6.366% | 7.936% | 9.506% | 10.52% | 11.53% | 9.18% | 6.517% | 5.818% | 0% | 0% | 0% | 0% | 0% | 0% | 0% | 0% | 0% | 0% | 0% | 0% | 0% | 0% | 0% | 0% | 0% | 0% | 0% | 0% | 0%
| Strategic Use of Low-Carbon Fuels | Heat Pump | 0% | 3.321% | 5.658% | 12.33% | 19% | 27% | 35% | 51% | 66.39% | 77.1% | 100% | 100% | 100% | 100% | 100% | 100% | 100% | 100% | 100% | 100% | 100% | 100% | 100% | 100% | 100% | 100% | 100% | 100% | 100% | 100% | 100%
| Strategic Use of Low-Carbon Fuels | Other | bar: 2020 to 2050
| Strategic Use of Low-Carbon Fuels | Total | 100% | 100% | 100% | 100% | 100% | 100% | 100% | 100% | 100% | 100% | 100% | 100% | 100% | 100% | 100% | 100% | 100% | 100% | 100% | 100% | 100% | 100% | 100% | 100% | 100% | 100% | 100% | 100% | 100% | 100% | 100%
Commercial Water Heating Stocks (billion sq ft)
| Scenario | Category | 2020 | 2021 | 2022 | 2023 | 2024 | 2025 | 2026 | 2027 | 2028 | 2029 | 2030 | 2031 | 2032 | 2033 | 2034 | 2035 | 2036 | 2037 | 2038 | 2039 | 2040 | 2041 | 2042 | 2043 | 2044 | 2045 | 2046 | 2047 | 2048 | 2049 | 2050
| Strategic Use of Low-Carbon Fuels | Reference Distillate | 0.2013 | 0.19996 | 0.19632 | 0.19037 | 0.18222 | 0.17205 | 0.16006 | 0.14639 | 0.13318 | 0.12041 | 0.10806 | 0.096147 | 0.084689 | 0.073715 | 0.063263 | 0.053379 | 0.044128 | 0.035591 | 0.027875 | 0.021089 | 0.015329 | 0.010645 | 0.0070231 | 0.0043754 | 0.0025573 | 0.0013919 | 0.00069958 | 0.00032151 | 0.00013361 | 4.958e-05 | 1.6203e-05
| Strategic Use of Low-Carbon Fuels | Reference Natural Gas | 2.9188 | 2.9228 | 2.9213 | 2.9044 | 2.8727 | 2.824 | 2.7597 | 2.6641 | 2.5403 | 2.399 | 2.2169 | 2.0389 | 1.8644 | 1.6928 | 1.5236 | 1.3562 | 1.1908 | 1.0282 | 0.87014 | 0.71919 | 0.57851 | 0.45129 | 0.34018 | 0.24681 | 0.1716 | 0.11375 | 0.071464 | 0.04226 | 0.023336 | 0.011924 | 0.0055807
| Strategic Use of Low-Carbon Fuels | Reference Electric | 1.9123 | 1.9056 | 1.8836 | 1.8463 | 1.7942 | 1.7289 | 1.6513 | 1.5627 | 1.4637 | 1.355 | 1.2368 | 1.1222 | 1.011 | 0.90313 | 0.79864 | 0.69759 | 0.60028 | 0.50731 | 0.41968 | 0.33867 | 0.26569 | 0.20196 | 0.14826 | 0.10473 | 0.070913 | 0.045797 | 0.028049 | 0.01618 | 0.0087205 | 0.0043513 | 0.0019892
| Strategic Use of Low-Carbon Fuels | Efficient Natural Gas | 0 | 0.010948 | 0.035468 | 0.066595 | 0.10374 | 0.14404 | 0.187 | 0.22008 | 0.24263 | 0.26183 | 0.26042 | 0.25808 | 0.25442 | 0.249 | 0.24136 | 0.2311 | 0.2179 | 0.20166 | 0.18255 | 0.16103 | 0.1379 | 0.11419 | 0.091054 | 0.069614 | 0.050791 | 0.035181 | 0.023001 | 0.0141 | 0.0080441 | 0.0042339 | 0.0020358
| Strategic Use of Low-Carbon Fuels | Heat Pump | 0 | 0.012216 | 0.034007 | 0.082364 | 0.15661 | 0.26012 | 0.39068 | 0.57527 | 0.80858 | 1.0723 | 1.4066 | 1.7337 | 2.055 | 2.3713 | 2.6839 | 2.9932 | 3.2993 | 3.6008 | 3.8945 | 4.1761 | 4.4401 | 4.6811 | 4.8944 | 5.0773 | 5.229 | 5.3509 | 5.446 | 5.5188 | 5.574 | 5.6164 | 5.6502
| Strategic Use of Low-Carbon Fuels | Other | 0 | 0 | 0 | 0 | 0 | 0 | 0 | 0 | 0 | 0 | 0 | 0 | 0 | 0 | 0 | 0 | 0 | 0 | 0 | 0 | 0 | 0 | 0 | 0 | 0 | 0 | 0 | 0 | 0 | 0 | 0
| Strategic Use of Low-Carbon Fuels | Total | 5.0324 | 5.0515 | 5.0707 | 5.09 | 5.1095 | 5.129 | 5.1487 | 5.1685 | 5.1885 | 5.2085 | 5.2287 | 5.249 | 5.2695 | 5.29 | 5.3107 | 5.3315 | 5.3525 | 5.3735 | 5.3948 | 5.4161 | 5.4376 | 5.4592 | 5.4809 | 5.5028 | 5.5248 | 5.547 | 5.5693 | 5.5917 | 5.6143 | 5.637 | 5.6598

## S2_Building Shells
Building Shells - Scenario 2: Strategic Use of Low-Carbon Fuels
Annual building shell stocks and sales by shell type, for Strategic Use of Low-Carbon Fuels.
Note: 2020 is a modeled year, reflecting historical trends.
Building Shell Sales (thousand buildings)
| Scenario | Shell Type | 2020 | 2021 | 2022 | 2023 | 2024 | 2025 | 2026 | 2027 | 2028 | 2029 | 2030 | 2031 | 2032 | 2033 | 2034 | 2035 | 2036 | 2037 | 2038 | 2039 | 2040 | 2041 | 2042 | 2043 | 2044 | 2045 | 2046 | 2047 | 2048 | 2049 | 2050
| Strategic Use of Low-Carbon Fuels | Basic Shell | 29.0665 | 43.9632 | 56.4928 | 80.7536 | 102.6923 | 133.5111 | 164.4945 | 186.968 | 209.897 | 219.9261 | 230.1981 | 233.7015 | 237.2646 | 238.3245 | 239.3187 | 239.37 | 239.1557 | 238.2525 | 236.6493 | 233.9561 | 229.8802 | 224.1977 | 217.355 | 210.9703 | 208.3407 | 213.5812 | 228.2872 | 247.6783 | 262.5733 | 267.9405 | 266.2108
| Strategic Use of Low-Carbon Fuels | Deep Shell | 21.3926 | 27.1747 | 31.1346 | 38.0795 | 44.2795 | 53.4044 | 62.7361 | 69.5412 | 76.5374 | 79.592 | 82.7368 | 83.8085 | 84.9018 | 85.2226 | 85.52 | 88.3222 | 91.0164 | 93.5229 | 95.7221 | 97.4504 | 98.5201 | 96.0847 | 93.1521 | 90.4159 | 89.2889 | 91.5347 | 97.8374 | 106.1478 | 112.5314 | 114.8317 | 114.0903
| Strategic Use of Low-Carbon Fuels | Reference Shell | 309.1417 | 323.0981 | 309.6499 | 263.4144 | 219.3678 | 169.1141 | 122.9961 | 90.5375 | 58.9044 | 44.9318 | 31.0706 | 26.2774 | 21.4961 | 19.9886 | 18.4773 | 15.1956 | 11.909 | 8.8652 | 5.8295 | 2.881 | 0 | 0 | 0 | 0 | 0 | 0 | 0 | 0 | 0 | 0 | 0
| Strategic Use of Low-Carbon Fuels | Total | 359.6008 | 394.236 | 397.2773 | 382.2474 | 366.3396 | 356.0296 | 350.2267 | 347.0468 | 345.3388 | 344.4499 | 344.0054 | 343.7874 | 343.6626 | 343.5357 | 343.3161 | 342.8878 | 342.0811 | 340.6406 | 338.2009 | 334.2875 | 328.4003 | 320.2825 | 310.5071 | 301.3862 | 297.6295 | 305.1159 | 326.1246 | 353.8261 | 375.1047 | 382.7721 | 380.3012
Building Shell Sales Share (% of total sales)
| Scenario | Shell Type | 2020 | 2021 | 2022 | 2023 | 2024 | 2025 | 2026 | 2027 | 2028 | 2029 | 2030 | 2031 | 2032 | 2033 | 2034 | 2035 | 2036 | 2037 | 2038 | 2039 | 2040 | 2041 | 2042 | 2043 | 2044 | 2045 | 2046 | 2047 | 2048 | 2049 | 2050
| Strategic Use of Low-Carbon Fuels | Basic Shell | 8.083% | 11.15% | 14.22% | 21.13% | 28.03% | 37.5% | 46.97% | 53.87% | 60.78% | 63.85% | 66.92% | 67.98% | 69.04% | 69.37% | 69.71% | 69.81% | 69.91% | 69.94% | 69.97% | 69.99% | 70% | 70% | 70% | 70% | 70% | 70% | 70% | 70% | 70% | 70% | 70%
| Strategic Use of Low-Carbon Fuels | Deep Shell | 5.949% | 6.893% | 7.837% | 9.962% | 12.09% | 15% | 17.91% | 20.04% | 22.16% | 23.11% | 24.05% | 24.38% | 24.7% | 24.81% | 24.91% | 25.76% | 26.61% | 27.45% | 28.3% | 29.15% | 30% | 30% | 30% | 30% | 30% | 30% | 30% | 30% | 30% | 30% | 30%
| Strategic Use of Low-Carbon Fuels | Reference Shell | 85.97% | 81.96% | 77.94% | 68.91% | 59.88% | 47.5% | 35.12% | 26.09% | 17.06% | 13.04% | 9.032% | 7.643% | 6.255% | 5.818% | 5.382% | 4.432% | 3.481% | 2.602% | 1.724% | 0.8618% | 0% | 0% | 0% | 0% | 0% | 0% | 0% | 0% | 0% | 0% | 0%
| Strategic Use of Low-Carbon Fuels | Total | 100% | 100% | 100% | 100% | 100% | 100% | 100% | 100% | 100% | 100% | 100% | 100% | 100% | 100% | 100% | 100% | 100% | 100% | 100% | 100% | 100% | 100% | 100% | 100% | 100% | 100% | 100% | 100% | 100% | 100% | 100%
Building Shell Stocks (million buildings)
| Scenario | Shell Type | 2020 | 2021 | 2022 | 2023 | 2024 | 2025 | 2026 | 2027 | 2028 | 2029 | 2030 | 2031 | 2032 | 2033 | 2034 | 2035 | 2036 | 2037 | 2038 | 2039 | 2040 | 2041 | 2042 | 2043 | 2044 | 2045 | 2046 | 2047 | 2048 | 2049 | 2050
| Strategic Use of Low-Carbon Fuels | Basic Shell | 0.048551 | 0.092514 | 0.14901 | 0.22976 | 0.33245 | 0.46596 | 0.63046 | 0.81743 | 1.0273 | 1.2472 | 1.4774 | 1.7111 | 1.9484 | 2.1867 | 2.426 | 2.6653 | 2.9043 | 3.1422 | 3.3782 | 3.6108 | 3.8383 | 4.0581 | 4.2679 | 4.4664 | 4.6549 | 4.8384 | 5.0234 | 5.212 | 5.3973 | 5.5679 | 5.7149
| Strategic Use of Low-Carbon Fuels | Deep Shell | 0.037699 | 0.064873 | 0.096008 | 0.13409 | 0.17837 | 0.23177 | 0.29451 | 0.36405 | 0.44059 | 0.52018 | 0.60291 | 0.68672 | 0.77162 | 0.85683 | 0.94233 | 1.0306 | 1.1215 | 1.2148 | 1.3101 | 1.4066 | 1.5036 | 1.5969 | 1.6854 | 1.7683 | 1.846 | 1.9207 | 1.9954 | 2.0719 | 2.1482 | 2.2203 | 2.285
| Strategic Use of Low-Carbon Fuels | Reference Shell | 8.2157 | 8.1566 | 8.081 | 7.9743 | 7.8394 | 7.6647 | 7.4497 | 7.2055 | 6.9314 | 6.6443 | 6.3438 | 6.0388 | 5.7291 | 5.4182 | 5.1061 | 4.7912 | 4.4741 | 4.1557 | 3.8373 | 3.521 | 3.2096 | 2.9094 | 2.6242 | 2.3559 | 2.1029 | 1.858 | 1.6115 | 1.3598 | 1.1115 | 0.88234 | 0.68408
| Strategic Use of Low-Carbon Fuels | Total | 8.302 | 8.314 | 8.326 | 8.3381 | 8.3502 | 8.3624 | 8.3747 | 8.387 | 8.3993 | 8.4117 | 8.4241 | 8.4366 | 8.4492 | 8.4618 | 8.4744 | 8.4871 | 8.4999 | 8.5127 | 8.5255 | 8.5385 | 8.5514 | 8.5644 | 8.5775 | 8.5906 | 8.6038 | 8.617 | 8.6303 | 8.6437 | 8.6571 | 8.6705 | 8.684
Building Shell Summary Metrics
|  | Metric | 2020 | 2021 | 2022 | 2023 | 2024 | 2025 | 2026 | 2027 | 2028 | 2029 | 2030 | 2031 | 2032 | 2033 | 2034 | 2035 | 2036 | 2037 | 2038 | 2039 | 2040 | 2041 | 2042 | 2043 | 2044 | 2045 | 2046 | 2047 | 2048 | 2049 | 2050
|  | Basic Shell Sales Share | 8.083% | 11.15% | 14.22% | 21.13% | 28.03% | 37.5% | 46.97% | 53.87% | 60.78% | 63.85% | 66.92% | 67.98% | 69.04% | 69.37% | 69.71% | 69.81% | 69.91% | 69.94% | 69.97% | 69.99% | 70% | 70% | 70% | 70% | 70% | 70% | 70% | 70% | 70% | 70% | 70%
|  | Basic Shell Stock Share | 0.5848% | 1.113% | 1.79% | 2.756% | 3.981% | 5.572% | 7.528% | 9.746% | 12.23% | 14.83% | 17.54% | 20.28% | 23.06% | 25.84% | 28.63% | 31.4% | 34.17% | 36.91% | 39.62% | 42.29% | 44.88% | 47.38% | 49.76% | 51.99% | 54.1% | 56.15% | 58.21% | 60.3% | 62.35% | 64.22% | 65.81%
|  | Basic Shell Stock (million buildings) | 0.048551 | 0.092514 | 0.14901 | 0.22976 | 0.33245 | 0.46596 | 0.63046 | 0.81743 | 1.0273 | 1.2472 | 1.4774 | 1.7111 | 1.9484 | 2.1867 | 2.426 | 2.6653 | 2.9043 | 3.1422 | 3.3782 | 3.6108 | 3.8383 | 4.0581 | 4.2679 | 4.4664 | 4.6549 | 4.8384 | 5.0234 | 5.212 | 5.3973 | 5.5679 | 5.7149
|  | Deep Shell Sales Share | 5.949% | 6.893% | 7.837% | 9.962% | 12.09% | 15% | 17.91% | 20.04% | 22.16% | 23.11% | 24.05% | 24.38% | 24.7% | 24.81% | 24.91% | 25.76% | 26.61% | 27.45% | 28.3% | 29.15% | 30% | 30% | 30% | 30% | 30% | 30% | 30% | 30% | 30% | 30% | 30%
|  | Deep Shell Stock Share | 0.4541% | 0.7803% | 1.153% | 1.608% | 2.136% | 2.772% | 3.517% | 4.341% | 5.246% | 6.184% | 7.157% | 8.14% | 9.132% | 10.13% | 11.12% | 12.14% | 13.19% | 14.27% | 15.37% | 16.47% | 17.58% | 18.65% | 19.65% | 20.58% | 21.46% | 22.29% | 23.12% | 23.97% | 24.81% | 25.61% | 26.31%
|  | Deep Shell Stock (million buildings) | 0.037699 | 0.064873 | 0.096008 | 0.13409 | 0.17837 | 0.23177 | 0.29451 | 0.36405 | 0.44059 | 0.52018 | 0.60291 | 0.68672 | 0.77162 | 0.85683 | 0.94233 | 1.0306 | 1.1215 | 1.2148 | 1.3101 | 1.4066 | 1.5036 | 1.5969 | 1.6854 | 1.7683 | 1.846 | 1.9207 | 1.9954 | 2.0719 | 2.1482 | 2.2203 | 2.285

## S3_LDVs
LDVs - Scenario 3: Accelerated Transition Away from Combustion
Annual LDV stocks and sales by vehicle type, for Accelerated Transition Away from Combustion.
Note: 2020 is a modeled year, reflecting historical trends.
Light Duty Vehicles (LDVs) Sales (thousand vehicles)
| Scenario | Vehicle Type | 2020 | 2021 | 2022 | 2023 | 2024 | 2025 | 2026 | 2027 | 2028 | 2029 | 2030 | 2031 | 2032 | 2033 | 2034 | 2035 | 2036 | 2037 | 2038 | 2039 | 2040 | 2041 | 2042 | 2043 | 2044 | 2045 | 2046 | 2047 | 2048 | 2049 | 2050
| Accelerated Transition Away from Combustion | Battery Electric | 10.8408 | 21.5764 | 30.7831 | 49.5865 | 66.7564 | 87.9324 | 153.8841 | 674.2598 | 734.5395 | 383.593 | 471.8756 | 491.9304 | 513.3198 | 540.4173 | 566.5361 | 589.1881 | 605.62 | 638.6777 | 655.1425 | 654.8882 | 655.9108 | 660.9616 | 658.7319 | 642.7554 | 633.6819 | 629.8559 | 623.5239 | 622.6038 | 627.7652 | 608.8317 | 622.6561
| Accelerated Transition Away from Combustion | CNG | 0.11641 | 0.09974 | 0.08408 | 0.07046 | 0.05825 | 0.04661 | 0.03607 | 0.04683 | 0.02618 | 0.00599 | 0 | 0 | 0 | 0 | 0 | 0 | 0 | 0 | 0 | 0 | 0 | 0 | 0 | 0 | 0 | 0 | 0 | 0 | 0 | 0 | 0
| Accelerated Transition Away from Combustion | Diesel | 41.8412 | 37.335 | 32.9963 | 28.5606 | 24.1058 | 19.6662 | 15.5523 | 20.809 | 12.0222 | 2.9368 | 0 | 0 | 0 | 0 | 0 | 0 | 0 | 0 | 0 | 0 | 0 | 0 | 0 | 0 | 0 | 0 | 0 | 0 | 0 | 0 | 0
| Accelerated Transition Away from Combustion | Gasoline | 675.2268 | 640.9717 | 608.2344 | 559.7409 | 513.8192 | 418.9172 | 332.0653 | 179.6974 | 83.2968 | 42.4959 | 9.6301 | 7.4913 | 5.185 | 3.7027 | 2.0526 | 0 | 0 | 0 | 0 | 0 | 0 | 0 | 0 | 0 | 0 | 0 | 0 | 0 | 0 | 0 | 0
| Accelerated Transition Away from Combustion | Hydrogen Fuel Cell | 0 | 0 | 0 | 0 | 0 | 0 | 0 | 0 | 0 | 0 | 0 | 0 | 0 | 0 | 0 | 0 | 0 | 0 | 0 | 0 | 0 | 0 | 0 | 0 | 0 | 0 | 0 | 0 | 0 | 0 | 0
| Accelerated Transition Away from Combustion | Plug in Hybrid Electric | 6.6443 | 15.5603 | 24.9834 | 42.2403 | 59.4372 | 118.4817 | 130.5598 | 239.3714 | 123.5674 | 25.3548 | 0 | 0 | 0 | 0 | 0 | 0 | 0 | 0 | 0 | 0 | 0 | 0 | 0 | 0 | 0 | 0 | 0 | 0 | 0 | 0 | 0
| Accelerated Transition Away from Combustion | Total | 734.6695 | 715.5431 | 697.0814 | 680.1988 | 664.1769 | 645.0442 | 632.0976 | 1114.1844 | 953.4521 | 454.3865 | 481.5057 | 499.4217 | 518.5049 | 544.1201 | 568.5887 | 589.1881 | 605.62 | 638.6777 | 655.1425 | 654.8882 | 655.9108 | 660.9616 | 658.7319 | 642.7554 | 633.6819 | 629.8559 | 623.5239 | 622.6038 | 627.7652 | 608.8317 | 622.6561
Light Duty Vehicles (LDVs) Sales Shares (% of total sales)
| Scenario | Vehicle Type | 2020 | 2021 | 2022 | 2023 | 2024 | 2025 | 2026 | 2027 | 2028 | 2029 | 2030 | 2031 | 2032 | 2033 | 2034 | 2035 | 2036 | 2037 | 2038 | 2039 | 2040 | 2041 | 2042 | 2043 | 2044 | 2045 | 2046 | 2047 | 2048 | 2049 | 2050
| Accelerated Transition Away from Combustion | Battery Electric | 1.476% | 3.015% | 4.416% | 7.29% | 10.05% | 13.63% | 24.34% | 60.52% | 77.04% | 84.42% | 98% | 98.5% | 99% | 99.32% | 99.64% | 100% | 100% | 100% | 100% | 100% | 100% | 100% | 100% | 100% | 100% | 100% | 100% | 100% | 100% | 100% | 100%
| Accelerated Transition Away from Combustion | CNG | 0.01585% | 0.01394% | 0.01206% | 0.01036% | 0.00877% | 0.007226% | 0.005706% | 0.004203% | 0.002746% | 0.001318% | 0% | 0% | 0% | 0% | 0% | 0% | 0% | 0% | 0% | 0% | 0% | 0% | 0% | 0% | 0% | 0% | 0% | 0% | 0% | 0% | 0%
| Accelerated Transition Away from Combustion | Diesel | 5.695% | 5.218% | 4.733% | 4.199% | 3.629% | 3.049% | 2.46% | 1.868% | 1.261% | 0.6463% | 0% | 0% | 0% | 0% | 0% | 0% | 0% | 0% | 0% | 0% | 0% | 0% | 0% | 0% | 0% | 0% | 0% | 0% | 0% | 0% | 0%
| Accelerated Transition Away from Combustion | Gasoline | 91.91% | 89.58% | 87.25% | 82.29% | 77.36% | 64.94% | 52.53% | 16.13% | 8.736% | 9.352% | 2% | 1.5% | 1% | 0.6805% | 0.361% | 0% | 0% | 0% | 0% | 0% | 0% | 0% | 0% | 0% | 0% | 0% | 0% | 0% | 0% | 0% | 0%
| Accelerated Transition Away from Combustion | Hydrogen Fuel Cell | bar: 2020 to 2050
| Accelerated Transition Away from Combustion | Plug in Hybrid Electric | 0.9044% | 2.175% | 3.584% | 6.21% | 8.949% | 18.37% | 20.66% | 21.48% | 12.96% | 5.58% | 0% | 0% | 0% | 0% | 0% | 0% | 0% | 0% | 0% | 0% | 0% | 0% | 0% | 0% | 0% | 0% | 0% | 0% | 0% | 0% | 0%
Light Duty Vehicles (LDVs) Stocks (million vehicles)
| Scenario | Vehicle Type | 2020 | 2021 | 2022 | 2023 | 2024 | 2025 | 2026 | 2027 | 2028 | 2029 | 2030 | 2031 | 2032 | 2033 | 2034 | 2035 | 2036 | 2037 | 2038 | 2039 | 2040 | 2041 | 2042 | 2043 | 2044 | 2045 | 2046 | 2047 | 2048 | 2049 | 2050
| Accelerated Transition Away from Combustion | Battery Electric | 0.023623 | 0.044712 | 0.074898 | 0.12368 | 0.18924 | 0.27542 | 0.42668 | 1.0968 | 1.8221 | 2.1904 | 2.6426 | 3.1072 | 3.582 | 4.0713 | 4.5713 | 5.0759 | 5.5773 | 6.0897 | 6.5942 | 7.0721 | 7.5174 | 7.9259 | 8.2933 | 8.6116 | 8.8904 | 9.1369 | 9.35 | 9.5365 | 9.7038 | 9.8293 | 9.9474
| Accelerated Transition Away from Combustion | CNG | 0.001677 | 0.0016453 | 0.001605 | 0.0015566 | 0.0015006 | 0.0014381 | 0.0013694 | 0.0013156 | 0.0012439 | 0.0011538 | 0.0010589 | 0.00096736 | 0.00087949 | 0.00079186 | 0.00070539 | 0.00062148 | 0.00054153 | 0.00046654 | 0.00039717 | 0.0003345 | 0.00027825 | 0.00022819 | 0.00018492 | 0.00014876 | 0.00011883 | 9.409e-05 | 7.441e-05 | 5.795e-05 | 4.454e-05 | 3.497e-05 | 2.682e-05
| Accelerated Transition Away from Combustion | Diesel | 0.75019 | 0.73843 | 0.72272 | 0.70326 | 0.68032 | 0.65426 | 0.62504 | 0.60198 | 0.57073 | 0.53136 | 0.49047 | 0.4507 | 0.41215 | 0.37479 | 0.33872 | 0.30438 | 0.27173 | 0.24106 | 0.21242 | 0.18607 | 0.1622 | 0.14066 | 0.12138 | 0.10498 | 0.090368 | 0.076998 | 0.065108 | 0.054539 | 0.044545 | 0.037812 | 0.031073
| Accelerated Transition Away from Combustion | Gasoline | 9.4029 | 9.387 | 9.3566 | 9.2943 | 9.2018 | 9.0333 | 8.7919 | 7.9177 | 7.1148 | 6.7771 | 6.3843 | 5.9807 | 5.569 | 5.145 | 4.7128 | 4.2778 | 3.8481 | 3.409 | 2.9801 | 2.5796 | 2.2144 | 1.8876 | 1.6001 | 1.356 | 1.145 | 0.96025 | 0.80236 | 0.66513 | 0.54244 | 0.45467 | 0.37146
| Accelerated Transition Away from Combustion | Hydrogen Fuel Cell | 9.2e-07 | 8.4e-07 | 7.5e-07 | 6.7e-07 | 6e-07 | 5.2e-07 | 4.7e-07 | 4.1e-07 | 3.4e-07 | 2.9e-07 | 2.3e-07 | 1.9e-07 | 1.6e-07 | 1.3e-07 | 1e-07 | 7e-08 | 6e-08 | 4e-08 | 4e-08 | 1e-08 | 1e-08 | 0 | 0 | 0 | 0 | 0 | 0 | 0 | 0 | 0 | 0
| Accelerated Transition Away from Combustion | Plug in Hybrid Electric | 0.020929 | 0.035709 | 0.05986 | 0.10112 | 0.15928 | 0.27604 | 0.4039 | 0.63937 | 0.75685 | 0.77417 | 0.76426 | 0.75174 | 0.73585 | 0.71662 | 0.69371 | 0.66723 | 0.63709 | 0.60334 | 0.56539 | 0.52322 | 0.47603 | 0.42486 | 0.37331 | 0.32467 | 0.28056 | 0.24146 | 0.20734 | 0.17786 | 0.15257 | 0.13091 | 0.11217
| Accelerated Transition Away from Combustion | Total | 10.1993 | 10.2074 | 10.2156 | 10.2239 | 10.2322 | 10.2405 | 10.2488 | 10.2573 | 10.2657 | 10.2742 | 10.2827 | 10.2913 | 10.2999 | 10.3085 | 10.3172 | 10.326 | 10.3347 | 10.3436 | 10.3524 | 10.3613 | 10.3703 | 10.3793 | 10.3883 | 10.3974 | 10.4065 | 10.4157 | 10.4249 | 10.4341 | 10.4434 | 10.4527 | 10.4621
LDV ZEV Summary Metrics
|  | Metric | 2020 | 2021 | 2022 | 2023 | 2024 | 2025 | 2026 | 2027 | 2028 | 2029 | 2030 | 2031 | 2032 | 2033 | 2034 | 2035 | 2036 | 2037 | 2038 | 2039 | 2040 | 2041 | 2042 | 2043 | 2044 | 2045 | 2046 | 2047 | 2048 | 2049 | 2050
|  | Sales Share ZEVs | 2.38% | 5.19% | 8% | 13.5% | 19% | 32% | 45% | 82% | 90% | 90% | 98% | 98.5% | 99% | 99.32% | 99.64% | 100% | 100% | 100% | 100% | 100% | 100% | 100% | 100% | 100% | 100% | 100% | 100% | 100% | 100% | 100% | 100%
|  | Stock share ZEVs | 0.4368% | 0.7879% | 1.319% | 2.199% | 3.406% | 5.385% | 8.104% | 16.93% | 25.12% | 28.85% | 33.13% | 37.5% | 41.92% | 46.45% | 51.03% | 55.62% | 60.13% | 64.71% | 69.16% | 73.3% | 77.08% | 80.46% | 83.43% | 85.95% | 88.13% | 90.04% | 91.68% | 93.1% | 94.38% | 95.29% | 96.15%
|  | LDV ZEVs on the Road (million vehicles) | 0.044553 | 0.080422 | 0.13476 | 0.2248 | 0.34853 | 0.55145 | 0.83059 | 1.7362 | 2.5789 | 2.9646 | 3.4069 | 3.8589 | 4.3179 | 4.7879 | 5.265 | 5.7431 | 6.2144 | 6.6931 | 7.1596 | 7.5953 | 7.9934 | 8.3507 | 8.6666 | 8.9362 | 9.171 | 9.3783 | 9.5573 | 9.7144 | 9.8564 | 9.9602 | 10.0595

## S3_MHDVs
MHDVs - Scenario 3: Accelerated Transition Away from Combustion
Annual MHDV stocks and sales by vehicle type, for Accelerated Transition Away from Combustion.
Note: 2020 is a modeled year, reflecting historical trends.
Total Medium and Heavy Duty Vehicles (MDVs and HDVs) Sales (thousand vehicles)
| Scenario | Vehicle type | 2020 | 2021 | 2022 | 2023 | 2024 | 2025 | 2026 | 2027 | 2028 | 2029 | 2030 | 2031 | 2032 | 2033 | 2034 | 2035 | 2036 | 2037 | 2038 | 2039 | 2040 | 2041 | 2042 | 2043 | 2044 | 2045 | 2046 | 2047 | 2048 | 2049 | 2050
| Accelerated Transition Away from Combustion | Battery Electric | 0.11667 | 0.19703 | 0.27122 | 0.42172 | 0.57187 | 0.87107 | 1.1817 | 1.7188 | 2.2678 | 2.9707 | 3.6684 | 4.3565 | 5.066 | 5.6012 | 6.1169 | 6.4372 | 6.754 | 6.9493 | 7.158 | 7.3096 | 7.4722 | 7.6019 | 7.726 | 7.8187 | 7.8921 | 7.9594 | 7.9725 | 7.9679 | 7.9499 | 7.9233 | 7.8927
| Accelerated Transition Away from Combustion | CNG | 0.21226 | 0.19622 | 0.18608 | 0.18044 | 0.17793 | 0.17724 | 0.1774 | 0.17775 | 0.1778 | 0.17738 | 0.17639 | 0.17493 | 0.17309 | 0.17113 | 0.16932 | 0.16785 | 0.16702 | 0.16691 | 0.16761 | 0.16901 | 0.17093 | 0.17313 | 0.17533 | 0.17727 | 0.1788 | 0.17982 | 0.18032 | 0.18034 | 0.17998 | 0.17937 | 0.17863
| Accelerated Transition Away from Combustion | Diesel | 9.014 | 8.2873 | 7.8042 | 7.5079 | 7.3404 | 7.2302 | 7.144 | 7.0047 | 6.8381 | 6.6597 | 6.0118 | 4.9709 | 3.8578 | 2.9732 | 2.1291 | 1.576 | 1.0706 | 0.77614 | 0.51303 | 0.36888 | 0.24093 | 0.17249 | 0.11169 | 0.07961 | 0.05106 | 0 | 0 | 0 | 0 | 0 | 0
| Accelerated Transition Away from Combustion | Diesel Electric Hybrid | 0 | 0 | 0 | 0 | 0 | 0 | 0 | 0 | 0 | 0 | 0 | 0 | 0 | 0 | 0 | 0 | 0 | 0 | 0 | 0 | 0 | 0 | 0 | 0 | 0 | 0 | 0 | 0 | 0 | 0 | 0
| Accelerated Transition Away from Combustion | Gasoline | 4.4083 | 3.9876 | 3.6983 | 3.403 | 3.1745 | 2.8012 | 2.4425 | 1.8307 | 1.2148 | 0.3842 | 0 | 0 | 0 | 0 | 0 | 0 | 0 | 0 | 0 | 0 | 0 | 0 | 0 | 0 | 0 | 0 | 0 | 0 | 0 | 0 | 0
| Accelerated Transition Away from Combustion | Hydrogen Fuel Cell | 0.03888 | 0.08135 | 0.12002 | 0.18335 | 0.2464 | 0.36634 | 0.49579 | 0.72346 | 0.96373 | 1.2559 | 1.5516 | 1.8421 | 2.1668 | 2.4309 | 2.6797 | 2.8515 | 3.0093 | 3.115 | 3.2158 | 3.2898 | 3.3613 | 3.4169 | 3.4664 | 3.5018 | 3.5279 | 3.5537 | 3.5547 | 3.5496 | 3.5403 | 3.5287 | 3.5166
| Accelerated Transition Away from Combustion | Total | 13.7901 | 12.7495 | 12.0798 | 11.6964 | 11.511 | 11.4461 | 11.4414 | 11.4555 | 11.4622 | 11.4479 | 11.4081 | 11.3445 | 11.2638 | 11.1765 | 11.0951 | 11.0326 | 11.0008 | 11.0074 | 11.0544 | 11.1373 | 11.2454 | 11.3644 | 11.4794 | 11.5774 | 11.6498 | 11.6929 | 11.7075 | 11.6978 | 11.6701 | 11.6313 | 11.588
Medium and Heavy Duty Vehicles (MDVs and HDVs) Sales Share (% of total sales)
| Scenario | Vehicle type | 2020 | 2021 | 2022 | 2023 | 2024 | 2025 | 2026 | 2027 | 2028 | 2029 | 2030 | 2031 | 2032 | 2033 | 2034 | 2035 | 2036 | 2037 | 2038 | 2039 | 2040 | 2041 | 2042 | 2043 | 2044 | 2045 | 2046 | 2047 | 2048 | 2049 | 2050
| Accelerated Transition Away from Combustion | Battery Electric | 0.846% | 1.545% | 2.245% | 3.606% | 4.968% | 7.61% | 10.33% | 15% | 19.79% | 25.95% | 32.16% | 38.4% | 44.98% | 50.12% | 55.13% | 58.35% | 61.4% | 63.13% | 64.75% | 65.63% | 66.45% | 66.89% | 67.3% | 67.53% | 67.74% | 68.07% | 68.1% | 68.11% | 68.12% | 68.12% | 68.11%
| Accelerated Transition Away from Combustion | CNG | 1.539% | 1.539% | 1.54% | 1.543% | 1.546% | 1.548% | 1.551% | 1.552% | 1.551% | 1.549% | 1.546% | 1.542% | 1.537% | 1.531% | 1.526% | 1.521% | 1.518% | 1.516% | 1.516% | 1.518% | 1.52% | 1.523% | 1.527% | 1.531% | 1.535% | 1.538% | 1.54% | 1.542% | 1.542% | 1.542% | 1.542%
| Accelerated Transition Away from Combustion | Diesel | 65.37% | 65% | 64.61% | 64.19% | 63.77% | 63.17% | 62.44% | 61.15% | 59.66% | 58.17% | 52.7% | 43.82% | 34.25% | 26.6% | 19.19% | 14.29% | 9.732% | 7.051% | 4.641% | 3.312% | 2.142% | 1.518% | 0.973% | 0.6876% | 0.4383% | 0% | 0% | 0% | 0% | 0% | 0%
| Accelerated Transition Away from Combustion | Diesel Electric Hybrid | bar: 2020 to 2050
| Accelerated Transition Away from Combustion | Gasoline | 31.97% | 31.28% | 30.62% | 29.09% | 27.58% | 24.47% | 21.35% | 15.98% | 10.6% | 3.356% | 0% | 0% | 0% | 0% | 0% | 0% | 0% | 0% | 0% | 0% | 0% | 0% | 0% | 0% | 0% | 0% | 0% | 0% | 0% | 0% | 0%
| Accelerated Transition Away from Combustion | Hydrogen Fuel Cell | 0.2819% | 0.6381% | 0.9936% | 1.568% | 2.141% | 3.201% | 4.333% | 6.315% | 8.408% | 10.97% | 13.6% | 16.24% | 19.24% | 21.75% | 24.15% | 25.85% | 27.35% | 28.3% | 29.09% | 29.54% | 29.89% | 30.07% | 30.2% | 30.25% | 30.28% | 30.39% | 30.36% | 30.34% | 30.34% | 30.34% | 30.35%
| Accelerated Transition Away from Combustion | Total | 100% | 100% | 100% | 100% | 100% | 100% | 100% | 100% | 100% | 100% | 100% | 100% | 100% | 100% | 100% | 100% | 100% | 100% | 100% | 100% | 100% | 100% | 100% | 100% | 100% | 100% | 100% | 100% | 100% | 100% | 100%
Total Medium and Heavy Duty Vehicles (MDVs and HDVs) Stocks (thousand vehicles)
| Scenario | Vehicle type | 2020 | 2021 | 2022 | 2023 | 2024 | 2025 | 2026 | 2027 | 2028 | 2029 | 2030 | 2031 | 2032 | 2033 | 2034 | 2035 | 2036 | 2037 | 2038 | 2039 | 2040 | 2041 | 2042 | 2043 | 2044 | 2045 | 2046 | 2047 | 2048 | 2049 | 2050
| Accelerated Transition Away from Combustion | Battery Electric | 0.17059 | 0.36752 | 0.63863 | 1.0602 | 1.6319 | 2.5026 | 3.6836 | 5.401 | 7.6662 | 10.6322 | 14.2924 | 18.6353 | 23.6793 | 29.2458 | 35.3094 | 41.6667 | 48.3038 | 55.0858 | 62.009 | 68.996 | 76.0331 | 83.0592 | 90.0368 | 96.8996 | 103.5907 | 110.0657 | 116.2322 | 122.0363 | 127.432 | 132.3839 | 136.8683
| Accelerated Transition Away from Combustion | CNG | 0.82013 | 0.99305 | 1.157 | 1.3161 | 1.4729 | 1.6288 | 1.7845 | 1.9395 | 2.0934 | 2.2448 | 2.3925 | 2.5352 | 2.6715 | 2.7999 | 2.9194 | 3.0288 | 3.1276 | 3.2152 | 3.2914 | 3.3564 | 3.4106 | 3.4546 | 3.4894 | 3.516 | 3.5359 | 3.5503 | 3.5606 | 3.568 | 3.5734 | 3.5777 | 3.5813
| Accelerated Transition Away from Combustion | Diesel | 149.6327 | 149.7045 | 149.7337 | 149.7232 | 149.6739 | 149.5644 | 149.3776 | 149.0456 | 148.5423 | 147.8661 | 146.5607 | 144.2461 | 140.8599 | 136.6355 | 131.6118 | 126.072 | 120.0501 | 113.741 | 107.1609 | 100.4191 | 93.532 | 86.5717 | 79.5716 | 72.5981 | 65.7017 | 58.9132 | 52.3395 | 46.0368 | 40.0586 | 34.4539 | 29.2652
| Accelerated Transition Away from Combustion | Diesel Electric Hybrid | 0 | 0 | 0 | 0 | 0 | 0 | 0 | 0 | 0 | 0 | 0 | 0 | 0 | 0 | 0 | 0 | 0 | 0 | 0 | 0 | 0 | 0 | 0 | 0 | 0 | 0 | 0 | 0 | 0 | 0 | 0
| Accelerated Transition Away from Combustion | Gasoline | 78.0508 | 77.681 | 77.2507 | 76.6521 | 75.8824 | 74.7557 | 73.2678 | 71.1628 | 68.4435 | 64.9083 | 61.0184 | 57.1727 | 53.3835 | 49.66 | 46.0075 | 42.4276 | 38.9195 | 35.4814 | 32.113 | 28.8181 | 25.6062 | 22.4941 | 19.5049 | 16.6667 | 14.0101 | 11.5649 | 9.357 | 7.4054 | 5.7208 | 4.3038 | 3.1452
| Accelerated Transition Away from Combustion | Hydrogen Fuel Cell | 0.05633 | 0.13768 | 0.25768 | 0.44103 | 0.6874 | 1.0536 | 1.5492 | 2.2721 | 3.2348 | 4.4889 | 6.0372 | 7.8738 | 10.0316 | 12.4482 | 15.1058 | 17.924 | 20.8844 | 23.9293 | 27.0462 | 30.1999 | 33.3773 | 36.5503 | 39.6988 | 42.7936 | 45.8089 | 48.7274 | 51.5074 | 54.1263 | 56.565 | 58.8084 | 60.8465
| Accelerated Transition Away from Combustion | Total | 228.7305 | 228.8838 | 229.0378 | 229.1927 | 229.3485 | 229.5051 | 229.6627 | 229.821 | 229.9802 | 230.1403 | 230.3012 | 230.4631 | 230.6258 | 230.7894 | 230.9539 | 231.1192 | 231.2855 | 231.4526 | 231.6206 | 231.7895 | 231.9593 | 232.1299 | 232.3015 | 232.474 | 232.6474 | 232.8216 | 232.9968 | 233.1729 | 233.3498 | 233.5277 | 233.7065
MHDV ZEV Summary Metrics
|  | Metric | 2020 | 2021 | 2022 | 2023 | 2024 | 2025 | 2026 | 2027 | 2028 | 2029 | 2030 | 2031 | 2032 | 2033 | 2034 | 2035 | 2036 | 2037 | 2038 | 2039 | 2040 | 2041 | 2042 | 2043 | 2044 | 2045 | 2046 | 2047 | 2048 | 2049 | 2050
|  | Sales Share ZEVs | 2.667% | 3.722% | 4.779% | 6.716% | 8.654% | 12.36% | 16.21% | 22.87% | 29.74% | 38.47% | 47.3% | 56.18% | 65.75% | 73.4% | 80.81% | 85.71% | 90.27% | 92.95% | 95.36% | 96.69% | 97.86% | 98.48% | 99.03% | 99.31% | 99.56% | 100% | 100% | 100% | 100% | 100% | 100%
|  | Stock share ZEVs | 0.4578% | 0.6546% | 0.8965% | 1.229% | 1.653% | 2.259% | 3.055% | 4.183% | 5.65% | 7.546% | 9.866% | 12.6% | 15.78% | 19.28% | 23.09% | 27.09% | 31.27% | 35.53% | 39.87% | 44.24% | 48.64% | 53.02% | 57.35% | 61.6% | 65.74% | 69.73% | 73.52% | 77.08% | 80.38% | 83.4% | 86.13%
|  | MHDV ZEVs on the Road (thousand vehicles) | 1.047 | 1.4982 | 2.0534 | 2.8174 | 3.7922 | 5.185 | 7.0172 | 9.6126 | 12.9944 | 17.3659 | 22.7222 | 29.0444 | 36.3824 | 44.4939 | 53.3346 | 62.6196 | 72.3158 | 82.2302 | 92.3467 | 102.5523 | 112.821 | 123.0641 | 133.225 | 143.2092 | 152.9355 | 162.3435 | 171.3003 | 179.7306 | 187.5704 | 194.77 | 201.2961

## S3_Space Heating-Res
Residential Space Heating - Scenario 3: Accelerated Transition Away from Combustion
Annual residential space heating stocks and sales by device type, for Accelerated Transition Away from Combustion.
Note: 2020 is a modeled year, reflecting historical trends.
| Total: All Households | [6 empty] | Single Family Households | [8 empty] | Multi Family Households | [9 empty] | All Households, with Heat Pump Breakdown
All building types
Residential Space Heating Sales (thousand devices)
|  | Scenario | Device Category | 2020 | 2021 | 2022 | 2023 | 2024 | 2025 | 2026 | 2027 | 2028 | 2029 | 2030 | 2031 | 2032 | 2033 | 2034 | 2035 | 2036 | 2037 | 2038 | 2039 | 2040 | 2041 | 2042 | 2043 | 2044 | 2045 | 2046 | 2047 | 2048 | 2049 | 2050
|  | Accelerated Transition Away from Combustion | Reference Distillate | 29.6054 | 22.9522 | 16.2022 | 9.8549 | 4.3445 | 0 | 0 | 0 | 0 | 0 | 0 | 0 | 0 | 0 | 0 | 0 | 0 | 0 | 0 | 0 | 0 | 0 | 0 | 0 | 0 | 0 | 0 | 0 | 0 | 0 | 0
|  | Accelerated Transition Away from Combustion | Reference Natural Gas | 223.0834 | 185.6386 | 143.9201 | 92.9262 | 44.1321 | 0 | 0 | 0 | 0 | 0 | 0 | 0 | 0 | 0 | 0 | 0 | 0 | 0 | 0 | 0 | 0 | 0 | 0 | 0 | 0 | 0 | 0 | 0 | 0 | 0 | 0
|  | Accelerated Transition Away from Combustion | Reference Electric | 26.8613 | 26.0328 | 24.4892 | 22.3213 | 19.6556 | 16.6336 | 13.3905 | 18.9964 | 10.6011 | 2.9018 | 1.2025 | 1.0053 | 0.78629 | 0.54571 | 0.28379 | 0 | 0 | 0 | 0 | 0 | 0 | 0 | 0 | 0 | 0 | 0 | 0 | 0 | 0 | 0 | 0
|  | Accelerated Transition Away from Combustion | Efficient Distillate | 0 | 4.1511 | 7.8144 | 10.6947 | 12.5728 | 13.3192 | 10.7386 | 15.3552 | 8.59 | 1.8867 | 0 | 0 | 0 | 0 | 0 | 0 | 0 | 0 | 0 | 0 | 0 | 0 | 0 | 0 | 0 | 0 | 0 | 0 | 0 | 0 | 0
|  | Accelerated Transition Away from Combustion | Efficient Natural Gas | 29.6054 | 93.4702 | 156.623 | 209.6258 | 245.6066 | 267.4772 | 242.2056 | 254.7405 | 122.5829 | 52.8338 | 11.6756 | 9.759 | 7.631 | 5.2955 | 2.7538 | 0 | 0 | 0 | 0 | 0 | 0 | 0 | 0 | 0 | 0 | 0 | 0 | 0 | 0 | 0 | 0
|  | Accelerated Transition Away from Combustion | Heat Pump | 0 | 0.97264 | 4.4265 | 24.1386 | 55.2041 | 92.3223 | 129.444 | 469.0039 | 498.4409 | 225.3532 | 283.8972 | 297.7098 | 311.9711 | 326.8022 | 342.415 | 359.1451 | 374.1406 | 390.9138 | 409.8261 | 430.9502 | 453.8711 | 477.5469 | 500.316 | 520.1231 | 534.9688 | 543.4823 | 545.4033 | 541.7271 | 534.384 | 525.5726 | 517.093
|  | Accelerated Transition Away from Combustion | Other | 17.9383 | 17.3937 | 16.3571 | 14.8956 | 13.0998 | 11.069 | 8.8964 | 12.6007 | 7.0385 | 1.572 | 0.04908 | 0.04027 | 0.03097 | 0.02118 | 0.01089 | 0 | 0 | 0 | 0 | 0 | 0 | 0 | 0 | 0 | 0 | 0 | 0 | 0 | 0 | 0 | 0
|  | Accelerated Transition Away from Combustion | Total | 327.0937 | 350.6112 | 369.8326 | 384.4571 | 394.6155 | 400.8213 | 404.6751 | 770.6968 | 647.2534 | 284.5475 | 296.8244 | 308.5144 | 320.4194 | 332.6646 | 345.4635 | 359.1451 | 374.1406 | 390.9138 | 409.8261 | 430.9502 | 453.8711 | 477.5469 | 500.316 | 520.1231 | 534.9688 | 543.4823 | 545.4033 | 541.7271 | 534.384 | 525.5726 | 517.093
Residential Space Heating Sales Share (% total sales)
|  | Scenario | Device Category | 2020 | 2021 | 2022 | 2023 | 2024 | 2025 | 2026 | 2027 | 2028 | 2029 | 2030 | 2031 | 2032 | 2033 | 2034 | 2035 | 2036 | 2037 | 2038 | 2039 | 2040 | 2041 | 2042 | 2043 | 2044 | 2045 | 2046 | 2047 | 2048 | 2049 | 2050
|  | Accelerated Transition Away from Combustion | Reference Distillate | 9.051% | 6.546% | 4.381% | 2.563% | 1.101% | 0% | 0% | 0% | 0% | 0% | 0% | 0% | 0% | 0% | 0% | 0% | 0% | 0% | 0% | 0% | 0% | 0% | 0% | 0% | 0% | 0% | 0% | 0% | 0% | 0% | 0%
|  | Accelerated Transition Away from Combustion | Reference Natural Gas | 68.2% | 52.95% | 38.91% | 24.17% | 11.18% | 0% | 0% | 0% | 0% | 0% | 0% | 0% | 0% | 0% | 0% | 0% | 0% | 0% | 0% | 0% | 0% | 0% | 0% | 0% | 0% | 0% | 0% | 0% | 0% | 0% | 0%
|  | Accelerated Transition Away from Combustion | Reference Electric | 8.212% | 7.425% | 6.622% | 5.806% | 4.981% | 4.15% | 3.309% | 2.465% | 1.638% | 1.02% | 0.4051% | 0.3259% | 0.2454% | 0.164% | 0.08215% | 0% | 0% | 0% | 0% | 0% | 0% | 0% | 0% | 0% | 0% | 0% | 0% | 0% | 0% | 0% | 0%
|  | Accelerated Transition Away from Combustion | Efficient Distillate | 0% | 1.184% | 2.113% | 2.782% | 3.186% | 3.323% | 2.654% | 1.992% | 1.327% | 0.6631% | 0% | 0% | 0% | 0% | 0% | 0% | 0% | 0% | 0% | 0% | 0% | 0% | 0% | 0% | 0% | 0% | 0% | 0% | 0% | 0% | 0%
|  | Accelerated Transition Away from Combustion | Efficient Natural Gas | 9.051% | 26.66% | 42.35% | 54.53% | 62.24% | 66.73% | 59.85% | 33.05% | 18.94% | 18.57% | 3.934% | 3.163% | 2.382% | 1.592% | 0.7971% | 0% | 0% | 0% | 0% | 0% | 0% | 0% | 0% | 0% | 0% | 0% | 0% | 0% | 0% | 0% | 0%
|  | Accelerated Transition Away from Combustion | Heat Pump | 0% | 0.2774% | 1.197% | 6.279% | 13.99% | 23.03% | 31.99% | 60.85% | 77.01% | 79.2% | 95.64% | 96.5% | 97.36% | 98.24% | 99.12% | 100% | 100% | 100% | 100% | 100% | 100% | 100% | 100% | 100% | 100% | 100% | 100% | 100% | 100% | 100% | 100%
|  | Accelerated Transition Away from Combustion | Other | 5.484% | 4.961% | 4.423% | 3.874% | 3.32% | 2.762% | 2.198% | 1.635% | 1.087% | 0.5524% | 0.01654% | 0.01305% | 0.009665% | 0.006367% | 0.003152% | 0% | 0% | 0% | 0% | 0% | 0% | 0% | 0% | 0% | 0% | 0% | 0% | 0% | 0% | 0% | 0%
|  | Accelerated Transition Away from Combustion | Total | 100% | 100% | 100% | 100% | 100% | 100% | 100% | 100% | 100% | 100% | 100% | 100% | 100% | 100% | 100% | 100% | 100% | 100% | 100% | 100% | 100% | 100% | 100% | 100% | 100% | 100% | 100% | 100% | 100% | 100% | 100%
|  | Accelerated Transition Away from Combustion | Ductless Air Source Heat Pump | 0% | 0.2683% | 1.035% | 5.173% | 11.22% | 18.28% | 25.24% | 47.74% | 60.19% | 61.67% | 73.93% | 74.61% | 75.3% | 76% | 76.7% | 77.42% | 77.37% | 77.33% | 77.3% | 77.26% | 77.23% | 77.18% | 77.12% | 77.06% | 76.98% | 76.89% | 76.8% | 76.72% | 76.64% | 76.58% | 76.54%
|  | Accelerated Transition Away from Combustion | Ground Source Heat Pump | 0% | 0.009073% | 0.162% | 1.105% | 2.769% | 4.749% | 6.749% | 13.11% | 16.82% | 17.53% | 21.71% | 21.89% | 22.06% | 22.24% | 22.41% | 22.58% | 22.63% | 22.67% | 22.7% | 22.74% | 22.77% | 22.82% | 22.88% | 22.94% | 23.02% | 23.11% | 23.2% | 23.28% | 23.36% | 23.42% | 23.46%
|  | Accelerated Transition Away from Combustion | Hybrid Gas Electric Heat Pump | bar: 2020 to 2050
|  | Accelerated Transition Away from Combustion | Hybrid Oil Electric Heat Pump | bar: 2020 to 2050
| Note: This is the sum of hybrid gas electric and hybrid oil electric | Accelerated Transition Away from Combustion | Hybrid Heat Pump | bar: 2020 to 2050
Residential Space Heating Stocks (million devices)
|  | Scenario | Device Category | 2020 | 2021 | 2022 | 2023 | 2024 | 2025 | 2026 | 2027 | 2028 | 2029 | 2030 | 2031 | 2032 | 2033 | 2034 | 2035 | 2036 | 2037 | 2038 | 2039 | 2040 | 2041 | 2042 | 2043 | 2044 | 2045 | 2046 | 2047 | 2048 | 2049 | 2050
|  | Accelerated Transition Away from Combustion | Reference Distillate | 1.3992 | 1.3662 | 1.322 | 1.2678 | 1.2054 | 1.1367 | 1.067 | 0.99696 | 0.92708 | 0.85781 | 0.78946 | 0.7223 | 0.65661 | 0.59267 | 0.53079 | 0.47132 | 0.41465 | 0.36115 | 0.31118 | 0.26506 | 0.22306 | 0.18534 | 0.15196 | 0.12289 | 0.097976 | 0.07697 | 0.059558 | 0.045371 | 0.034016 | 0.02509 | 0.018205
|  | Accelerated Transition Away from Combustion | Reference Natural Gas | 5.4251 | 5.3863 | 5.2923 | 5.1369 | 4.9253 | 4.665 | 4.4023 | 3.7716 | 3.2659 | 3.1246 | 2.9712 | 2.8063 | 2.6313 | 2.4476 | 2.2574 | 2.0632 | 1.8677 | 1.674 | 1.4849 | 1.3031 | 1.131 | 0.97048 | 0.82293 | 0.68931 | 0.57009 | 0.46534 | 0.37472 | 0.29761 | 0.23308 | 0.17996 | 0.13695
|  | Accelerated Transition Away from Combustion | Reference Electric | 0.65112 | 0.64745 | 0.64017 | 0.6292 | 0.61459 | 0.59649 | 0.57515 | 0.55975 | 0.53653 | 0.50629 | 0.4751 | 0.44446 | 0.41435 | 0.38474 | 0.35563 | 0.32704 | 0.2993 | 0.27248 | 0.24665 | 0.22187 | 0.19819 | 0.17567 | 0.15434 | 0.13425 | 0.11543 | 0.097961 | 0.081894 | 0.067309 | 0.054277 | 0.042852 | 0.033054
|  | Accelerated Transition Away from Combustion | Efficient Distillate | 0 | 0.0041511 | 0.011966 | 0.02266 | 0.035233 | 0.048551 | 0.059285 | 0.074631 | 0.083198 | 0.08504 | 0.084956 | 0.084813 | 0.084579 | 0.084218 | 0.083681 | 0.082913 | 0.081851 | 0.080427 | 0.078569 | 0.07621 | 0.073293 | 0.069775 | 0.06564 | 0.060904 | 0.055624 | 0.049896 | 0.043861 | 0.037692 | 0.031585 | 0.02574 | 0.020344
|  | Accelerated Transition Away from Combustion | Efficient Natural Gas | 0.047525 | 0.14099 | 0.29762 | 0.50723 | 0.7528 | 1.0202 | 1.2622 | 1.5164 | 1.638 | 1.6892 | 1.6979 | 1.703 | 1.7035 | 1.6982 | 1.6861 | 1.6657 | 1.6385 | 1.6035 | 1.5594 | 1.5054 | 1.4408 | 1.3655 | 1.2798 | 1.1848 | 1.082 | 0.9736 | 0.86235 | 0.75119 | 0.64313 | 0.54095 | 0.44696
|  | Accelerated Transition Away from Combustion | Heat Pump | 0 | 0.00097264 | 0.0053992 | 0.029538 | 0.084741 | 0.17706 | 0.30649 | 0.77546 | 1.2738 | 1.4988 | 1.7819 | 2.0779 | 2.3863 | 2.7063 | 3.0369 | 3.3766 | 3.7203 | 4.0659 | 4.4112 | 4.7541 | 5.0926 | 5.4247 | 5.7486 | 6.0623 | 6.3637 | 6.6505 | 6.9205 | 7.1714 | 7.4013 | 7.6086 | 7.7926
|  | Accelerated Transition Away from Combustion | Other | 0.43422 | 0.42575 | 0.41578 | 0.40431 | 0.39136 | 0.37694 | 0.36104 | 0.34961 | 0.33337 | 0.31239 | 0.29055 | 0.26934 | 0.24873 | 0.22872 | 0.20931 | 0.19055 | 0.17246 | 0.1551 | 0.13849 | 0.12269 | 0.10771 | 0.093589 | 0.080375 | 0.068111 | 0.056846 | 0.046636 | 0.037526 | 0.029551 | 0.02272 | 0.017012 | 0.012373
|  | Accelerated Transition Away from Combustion | Total | 7.9571 | 7.9719 | 7.9853 | 7.9977 | 8.0094 | 8.0209 | 8.0335 | 8.0444 | 8.0579 | 8.0741 | 8.0911 | 8.1081 | 8.1253 | 8.1425 | 8.1598 | 8.1773 | 8.1948 | 8.2125 | 8.2304 | 8.2484 | 8.2667 | 8.2851 | 8.3037 | 8.3225 | 8.3416 | 8.3609 | 8.3804 | 8.4002 | 8.4201 | 8.4402 | 8.4605
|  | Accelerated Transition Away from Combustion | Ductless Air Source Heat Pump | 0 | 0.00094083 | 0.0047684 | 0.024657 | 0.068934 | 0.14222 | 0.24434 | 0.61226 | 1.0017 | 1.1769 | 1.3956 | 1.6241 | 1.862 | 2.1084 | 2.3623 | 2.6219 | 2.8826 | 3.1421 | 3.3981 | 3.6484 | 3.891 | 4.1242 | 4.3468 | 4.5581 | 4.7577 | 4.9452 | 5.1203 | 5.2825 | 5.4309 | 5.5646 | 5.6825
|  | Accelerated Transition Away from Combustion | Ground Source Heat Pump | 0 | 3.181e-05 | 0.00063084 | 0.0048809 | 0.015807 | 0.034844 | 0.062156 | 0.1632 | 0.27207 | 0.32192 | 0.38633 | 0.45376 | 0.52427 | 0.59789 | 0.6747 | 0.75476 | 0.83774 | 0.92378 | 1.013 | 1.1057 | 1.2016 | 1.3005 | 1.4018 | 1.5041 | 1.606 | 1.7053 | 1.8002 | 1.8889 | 1.9704 | 2.044 | 2.1101
|  | Accelerated Transition Away from Combustion | Hybrid Gas Electric Heat Pump | 0 | 0 | 0 | 0 | 0 | 0 | 0 | 0 | 0 | 0 | 0 | 0 | 0 | 0 | 0 | 0 | 0 | 0 | 0 | 0 | 0 | 0 | 0 | 0 | 0 | 0 | 0 | 0 | 0 | 0 | 0
|  | Accelerated Transition Away from Combustion | Hybrid Oil Electric Heat Pump | 0 | 0 | 0 | 0 | 0 | 0 | 0 | 0 | 0 | 0 | 0 | 0 | 0 | 0 | 0 | 0 | 0 | 0 | 0 | 0 | 0 | 0 | 0 | 0 | 0 | 0 | 0 | 0 | 0 | 0 | 0
| Note: This is the sum of hybrid gas electric and hybrid oil electric | Accelerated Transition Away from Combustion | Hybrid Heat Pump | 0 | 0 | 0 | 0 | 0 | 0 | 0 | 0 | 0 | 0 | 0 | 0 | 0 | 0 | 0 | 0 | 0 | 0 | 0 | 0 | 0 | 0 | 0 | 0 | 0 | 0 | 0 | 0 | 0 | 0 | 0
HP Summary Metrics
|  |  | Metric | 2020 | 2021 | 2022 | 2023 | 2024 | 2025 | 2026 | 2027 | 2028 | 2029 | 2030 | 2031 | 2032 | 2033 | 2034 | 2035 | 2036 | 2037 | 2038 | 2039 | 2040 | 2041 | 2042 | 2043 | 2044 | 2045 | 2046 | 2047 | 2048 | 2049 | 2050
|  |  | Sales Share | 0% | 0.2774% | 1.197% | 6.279% | 13.99% | 23.03% | 31.99% | 60.85% | 77.01% | 79.2% | 95.64% | 96.5% | 97.36% | 98.24% | 99.12% | 100% | 100% | 100% | 100% | 100% | 100% | 100% | 100% | 100% | 100% | 100% | 100% | 100% | 100% | 100% | 100%
|  |  | Stock share HP | 0% | 0.0122% | 0.06761% | 0.3693% | 1.058% | 2.207% | 3.815% | 9.64% | 15.81% | 18.56% | 22.02% | 25.63% | 29.37% | 33.24% | 37.22% | 41.29% | 45.4% | 49.51% | 53.6% | 57.64% | 61.6% | 65.48% | 69.23% | 72.84% | 76.29% | 79.54% | 82.58% | 85.37% | 87.9% | 90.15% | 92.11%
|  |  | Total HP Stock (million devices) | 0 | 0.00097264 | 0.0053992 | 0.029538 | 0.084741 | 0.17706 | 0.30649 | 0.77546 | 1.2738 | 1.4988 | 1.7819 | 2.0779 | 2.3863 | 2.7063 | 3.0369 | 3.3766 | 3.7203 | 4.0659 | 4.4112 | 4.7541 | 5.0926 | 5.4247 | 5.7486 | 6.0623 | 6.3637 | 6.6505 | 6.9205 | 7.1714 | 7.4013 | 7.6086 | 7.7926
|  |  | Total Diesel Stock (million devices) | 1.3992 | 1.3704 | 1.334 | 1.2905 | 1.2406 | 1.1853 | 1.1263 | 1.0716 | 1.0103 | 0.94285 | 0.87441 | 0.80712 | 0.74119 | 0.67688 | 0.61447 | 0.55424 | 0.4965 | 0.44157 | 0.38975 | 0.34127 | 0.29635 | 0.25511 | 0.2176 | 0.1838 | 0.1536 | 0.12687 | 0.10342 | 0.083063 | 0.0656 | 0.050831 | 0.038549
Single Family
Residential Space Heating Sales (thousand devices)
|  | Scenario | Device Category | 2020 | 2021 | 2022 | 2023 | 2024 | 2025 | 2026 | 2027 | 2028 | 2029 | 2030 | 2031 | 2032 | 2033 | 2034 | 2035 | 2036 | 2037 | 2038 | 2039 | 2040 | 2041 | 2042 | 2043 | 2044 | 2045 | 2046 | 2047 | 2048 | 2049 | 2050
|  | Accelerated Transition Away from Combustion | Reference Distillate | 13.977 | 10.8212 | 7.6293 | 4.6353 | 2.0415 | 0 | 0 | 0 | 0 | 0 | 0 | 0 | 0 | 0 | 0 | 0 | 0 | 0 | 0 | 0 | 0 | 0 | 0 | 0 | 0 | 0 | 0 | 0 | 0 | 0 | 0
|  | Accelerated Transition Away from Combustion | Reference Natural Gas | 101.6389 | 84.5386 | 65.4531 | 42.2231 | 20.035 | 0 | 0 | 0 | 0 | 0 | 0 | 0 | 0 | 0 | 0 | 0 | 0 | 0 | 0 | 0 | 0 | 0 | 0 | 0 | 0 | 0 | 0 | 0 | 0 | 0 | 0
|  | Accelerated Transition Away from Combustion | Reference Electric | 11.8346 | 11.466 | 10.7794 | 9.8169 | 8.6365 | 7.3017 | 5.8725 | 8.3393 | 4.6615 | 1.0256 | 0 | 0 | 0 | 0 | 0 | 0 | 0 | 0 | 0 | 0 | 0 | 0 | 0 | 0 | 0 | 0 | 0 | 0 | 0 | 0 | 0
|  | Accelerated Transition Away from Combustion | Efficient Distillate | 0 | 2.029 | 3.8147 | 5.2148 | 6.1246 | 6.4828 | 5.2234 | 7.4426 | 4.1664 | 0.91972 | 0 | 0 | 0 | 0 | 0 | 0 | 0 | 0 | 0 | 0 | 0 | 0 | 0 | 0 | 0 | 0 | 0 | 0 | 0 | 0 | 0
|  | Accelerated Transition Away from Combustion | Efficient Natural Gas | 13.977 | 43.4303 | 72.6081 | 97.3587 | 113.6452 | 123.422 | 111.8058 | 117.0512 | 56.32 | 24.5737 | 0 | 0 | 0 | 0 | 0 | 0 | 0 | 0 | 0 | 0 | 0 | 0 | 0 | 0 | 0 | 0 | 0 | 0 | 0 | 0 | 0
|  | Accelerated Transition Away from Combustion | Heat Pump | 0 | 0.43466 | 2.0044 | 10.7103 | 25.2592 | 42.6159 | 59.9575 | 217.6187 | 231.9225 | 105.7613 | 138.5445 | 143.5953 | 148.7869 | 154.1722 | 159.8378 | 165.9169 | 172.5864 | 180.0386 | 188.4255 | 197.7791 | 207.9249 | 218.4177 | 228.5401 | 237.394 | 244.0907 | 247.9975 | 248.9514 | 247.3321 | 243.9389 | 239.7163 | 235.4727
|  | Accelerated Transition Away from Combustion | Other | 11.7014 | 11.345 | 10.6663 | 9.7101 | 8.5363 | 7.2102 | 5.7928 | 8.211 | 4.586 | 1.0069 | 0 | 0 | 0 | 0 | 0 | 0 | 0 | 0 | 0 | 0 | 0 | 0 | 0 | 0 | 0 | 0 | 0 | 0 | 0 | 0 | 0
|  | Accelerated Transition Away from Combustion | Total | 153.1289 | 164.0647 | 172.9553 | 179.6692 | 184.2784 | 187.0327 | 188.652 | 358.6629 | 301.6562 | 133.2873 | 138.5445 | 143.5953 | 148.7869 | 154.1722 | 159.8378 | 165.9169 | 172.5864 | 180.0386 | 188.4255 | 197.7791 | 207.9249 | 218.4177 | 228.5401 | 237.394 | 244.0907 | 247.9975 | 248.9514 | 247.3321 | 243.9389 | 239.7163 | 235.4727
Residential Space Heating Sales Share (% total sales)
|  | Scenario | Device Category | 2020 | 2021 | 2022 | 2023 | 2024 | 2025 | 2026 | 2027 | 2028 | 2029 | 2030 | 2031 | 2032 | 2033 | 2034 | 2035 | 2036 | 2037 | 2038 | 2039 | 2040 | 2041 | 2042 | 2043 | 2044 | 2045 | 2046 | 2047 | 2048 | 2049 | 2050
|  | Accelerated Transition Away from Combustion | Reference Distillate | 9.128% | 6.596% | 4.411% | 2.58% | 1.108% | 0% | 0% | 0% | 0% | 0% | 0% | 0% | 0% | 0% | 0% | 0% | 0% | 0% | 0% | 0% | 0% | 0% | 0% | 0% | 0% | 0% | 0% | 0% | 0% | 0% | 0%
|  | Accelerated Transition Away from Combustion | Reference Natural Gas | 66.37% | 51.53% | 37.84% | 23.5% | 10.87% | 0% | 0% | 0% | 0% | 0% | 0% | 0% | 0% | 0% | 0% | 0% | 0% | 0% | 0% | 0% | 0% | 0% | 0% | 0% | 0% | 0% | 0% | 0% | 0% | 0% | 0%
|  | Accelerated Transition Away from Combustion | Reference Electric | 7.728% | 6.989% | 6.232% | 5.464% | 4.687% | 3.904% | 3.113% | 2.325% | 1.545% | 0.7695% | 0% | 0% | 0% | 0% | 0% | 0% | 0% | 0% | 0% | 0% | 0% | 0% | 0% | 0% | 0% | 0% | 0% | 0% | 0% | 0% | 0%
|  | Accelerated Transition Away from Combustion | Efficient Distillate | 0% | 1.237% | 2.206% | 2.902% | 3.324% | 3.466% | 2.769% | 2.075% | 1.381% | 0.69% | 0% | 0% | 0% | 0% | 0% | 0% | 0% | 0% | 0% | 0% | 0% | 0% | 0% | 0% | 0% | 0% | 0% | 0% | 0% | 0% | 0%
|  | Accelerated Transition Away from Combustion | Efficient Natural Gas | 9.128% | 26.47% | 41.98% | 54.19% | 61.67% | 65.99% | 59.27% | 32.64% | 18.67% | 18.44% | 0% | 0% | 0% | 0% | 0% | 0% | 0% | 0% | 0% | 0% | 0% | 0% | 0% | 0% | 0% | 0% | 0% | 0% | 0% | 0% | 0%
|  | Accelerated Transition Away from Combustion | Heat Pump | 0% | 0.2649% | 1.159% | 5.961% | 13.71% | 22.79% | 31.78% | 60.67% | 76.88% | 79.35% | 100% | 100% | 100% | 100% | 100% | 100% | 100% | 100% | 100% | 100% | 100% | 100% | 100% | 100% | 100% | 100% | 100% | 100% | 100% | 100% | 100%
|  | Accelerated Transition Away from Combustion | Other | 7.642% | 6.915% | 6.167% | 5.404% | 4.632% | 3.855% | 3.071% | 2.289% | 1.52% | 0.7555% | 0% | 0% | 0% | 0% | 0% | 0% | 0% | 0% | 0% | 0% | 0% | 0% | 0% | 0% | 0% | 0% | 0% | 0% | 0% | 0% | 0%
|  | Accelerated Transition Away from Combustion | Total | bar: 2020 to 2050
Residential Space Heating Stocks (million devices)
|  | Scenario | Device Category | 2020 | 2021 | 2022 | 2023 | 2024 | 2025 | 2026 | 2027 | 2028 | 2029 | 2030 | 2031 | 2032 | 2033 | 2034 | 2035 | 2036 | 2037 | 2038 | 2039 | 2040 | 2041 | 2042 | 2043 | 2044 | 2045 | 2046 | 2047 | 2048 | 2049 | 2050
|  | Accelerated Transition Away from Combustion | Reference Distillate | 0.65254 | 0.6369 | 0.61597 | 0.59036 | 0.56089 | 0.52855 | 0.49577 | 0.46287 | 0.43011 | 0.39768 | 0.36572 | 0.33436 | 0.3037 | 0.27388 | 0.24504 | 0.21735 | 0.19097 | 0.16609 | 0.14287 | 0.12147 | 0.102 | 0.084538 | 0.069122 | 0.055724 | 0.044272 | 0.034646 | 0.026695 | 0.020243 | 0.015102 | 0.011082 | 0.0079977
|  | Accelerated Transition Away from Combustion | Reference Natural Gas | 2.4638 | 2.4472 | 2.4054 | 2.3355 | 2.24 | 2.1224 | 2.0036 | 1.7137 | 1.4813 | 1.4177 | 1.3487 | 1.2747 | 1.196 | 1.1134 | 1.0278 | 0.94033 | 0.85212 | 0.76453 | 0.67887 | 0.59637 | 0.51814 | 0.44505 | 0.37779 | 0.3168 | 0.26231 | 0.21437 | 0.17285 | 0.13746 | 0.1078 | 0.083349 | 0.063515
|  | Accelerated Transition Away from Combustion | Reference Electric | 0.29079 | 0.28907 | 0.28575 | 0.28078 | 0.2742 | 0.26608 | 0.25653 | 0.2496 | 0.23923 | 0.22553 | 0.21113 | 0.19706 | 0.18331 | 0.16988 | 0.15678 | 0.14402 | 0.13164 | 0.11965 | 0.10809 | 0.096993 | 0.086388 | 0.076301 | 0.066757 | 0.05778 | 0.049396 | 0.041637 | 0.034533 | 0.02812 | 0.022428 | 0.017476 | 0.013267
|  | Accelerated Transition Away from Combustion | Efficient Distillate | 0 | 0.002029 | 0.0058436 | 0.011058 | 0.017183 | 0.023665 | 0.028887 | 0.036324 | 0.04048 | 0.041377 | 0.041337 | 0.041267 | 0.041153 | 0.040977 | 0.040715 | 0.040341 | 0.039823 | 0.039129 | 0.038224 | 0.037075 | 0.035654 | 0.033941 | 0.031928 | 0.029622 | 0.027051 | 0.024264 | 0.021327 | 0.018325 | 0.015354 | 0.012511 | 0.0098871
|  | Accelerated Transition Away from Combustion | Efficient Natural Gas | 0.020363 | 0.063793 | 0.1364 | 0.23375 | 0.34739 | 0.47077 | 0.58247 | 0.6993 | 0.75519 | 0.77899 | 0.77766 | 0.77553 | 0.77225 | 0.76742 | 0.76058 | 0.7512 | 0.73873 | 0.72263 | 0.70237 | 0.67755 | 0.64789 | 0.61332 | 0.57401 | 0.53045 | 0.48339 | 0.43388 | 0.38316 | 0.33262 | 0.28365 | 0.23754 | 0.19533
|  | Accelerated Transition Away from Combustion | Heat Pump | 0 | 0.00043466 | 0.0024391 | 0.013149 | 0.038408 | 0.081023 | 0.14098 | 0.35858 | 0.59045 | 0.69607 | 0.83427 | 0.9771 | 1.1243 | 1.2756 | 1.4302 | 1.5876 | 1.7469 | 1.907 | 2.067 | 2.226 | 2.3829 | 2.5369 | 2.6869 | 2.8322 | 2.9716 | 3.1041 | 3.2285 | 3.3439 | 3.4492 | 3.5439 | 3.6275
|  | Accelerated Transition Away from Combustion | Other | 0.28388 | 0.27818 | 0.27153 | 0.26393 | 0.25538 | 0.24588 | 0.23544 | 0.22793 | 0.21729 | 0.20355 | 0.18924 | 0.17534 | 0.16185 | 0.14875 | 0.13606 | 0.1238 | 0.11198 | 0.10064 | 0.089804 | 0.079489 | 0.069719 | 0.060519 | 0.051914 | 0.043935 | 0.036615 | 0.029988 | 0.024086 | 0.018928 | 0.014519 | 0.010843 | 0.0078639
|  | Accelerated Transition Away from Combustion | Total | 3.7114 | 3.7176 | 3.7233 | 3.7285 | 3.7335 | 3.7383 | 3.7437 | 3.7483 | 3.754 | 3.7609 | 3.7681 | 3.7753 | 3.7826 | 3.7899 | 3.7973 | 3.8047 | 3.8121 | 3.8197 | 3.8273 | 3.8349 | 3.8427 | 3.8505 | 3.8585 | 3.8665 | 3.8746 | 3.8828 | 3.8912 | 3.8996 | 3.9081 | 3.9167 | 3.9253
HP Summary Metrics
|  |  | Metric | 2020 | 2021 | 2022 | 2023 | 2024 | 2025 | 2026 | 2027 | 2028 | 2029 | 2030 | 2031 | 2032 | 2033 | 2034 | 2035 | 2036 | 2037 | 2038 | 2039 | 2040 | 2041 | 2042 | 2043 | 2044 | 2045 | 2046 | 2047 | 2048 | 2049 | 2050
|  |  | Sales Share | 0% | 0.2649% | 1.159% | 5.961% | 13.71% | 22.79% | 31.78% | 60.67% | 76.88% | 79.35% | 100% | 100% | 100% | 100% | 100% | 100% | 100% | 100% | 100% | 100% | 100% | 100% | 100% | 100% | 100% | 100% | 100% | 100% | 100% | 100% | 100%
|  |  | Stock share HP | 0% | 0.01169% | 0.06551% | 0.3527% | 1.029% | 2.167% | 3.766% | 9.566% | 15.73% | 18.51% | 22.14% | 25.88% | 29.72% | 33.66% | 37.67% | 41.73% | 45.82% | 49.93% | 54.01% | 58.05% | 62.01% | 65.88% | 69.64% | 73.25% | 76.69% | 79.94% | 82.97% | 85.75% | 88.26% | 90.48% | 92.41%
|  |  | Total HP Stock (million devices) | 0 | 0.00043466 | 0.0024391 | 0.013149 | 0.038408 | 0.081023 | 0.14098 | 0.35858 | 0.59045 | 0.69607 | 0.83427 | 0.9771 | 1.1243 | 1.2756 | 1.4302 | 1.5876 | 1.7469 | 1.907 | 2.067 | 2.226 | 2.3829 | 2.5369 | 2.6869 | 2.8322 | 2.9716 | 3.1041 | 3.2285 | 3.3439 | 3.4492 | 3.5439 | 3.6275
Multi-Family
Residential Space Heating Sales (thousand devices)
|  | Scenario | Device Category | 2020 | 2021 | 2022 | 2023 | 2024 | 2025 | 2026 | 2027 | 2028 | 2029 | 2030 | 2031 | 2032 | 2033 | 2034 | 2035 | 2036 | 2037 | 2038 | 2039 | 2040 | 2041 | 2042 | 2043 | 2044 | 2045 | 2046 | 2047 | 2048 | 2049 | 2050
|  | Accelerated Transition Away from Combustion | Reference Distillate | 15.6284 | 12.131 | 8.5729 | 5.2195 | 2.3029 | 0 | 0 | 0 | 0 | 0 | 0 | 0 | 0 | 0 | 0 | 0 | 0 | 0 | 0 | 0 | 0 | 0 | 0 | 0 | 0 | 0 | 0 | 0 | 0 | 0 | 0
|  | Accelerated Transition Away from Combustion | Reference Natural Gas | 121.4445 | 101.1 | 78.467 | 50.7032 | 24.097 | 0 | 0 | 0 | 0 | 0 | 0 | 0 | 0 | 0 | 0 | 0 | 0 | 0 | 0 | 0 | 0 | 0 | 0 | 0 | 0 | 0 | 0 | 0 | 0 | 0 | 0
|  | Accelerated Transition Away from Combustion | Reference Electric | 15.0268 | 14.5668 | 13.7099 | 12.5043 | 11.0191 | 9.332 | 7.518 | 10.6571 | 5.9397 | 1.8763 | 1.2025 | 1.0053 | 0.78629 | 0.54571 | 0.28379 | 0 | 0 | 0 | 0 | 0 | 0 | 0 | 0 | 0 | 0 | 0 | 0 | 0 | 0 | 0 | 0
|  | Accelerated Transition Away from Combustion | Efficient Distillate | 0 | 2.1221 | 3.9997 | 5.4799 | 6.4483 | 6.8363 | 5.5152 | 7.9127 | 4.4237 | 0.96699 | 0 | 0 | 0 | 0 | 0 | 0 | 0 | 0 | 0 | 0 | 0 | 0 | 0 | 0 | 0 | 0 | 0 | 0 | 0 | 0 | 0
|  | Accelerated Transition Away from Combustion | Efficient Natural Gas | 15.6284 | 50.0399 | 84.0149 | 112.2671 | 131.9615 | 144.0552 | 130.3998 | 137.6893 | 66.2629 | 28.2601 | 11.6756 | 9.759 | 7.631 | 5.2955 | 2.7538 | 0 | 0 | 0 | 0 | 0 | 0 | 0 | 0 | 0 | 0 | 0 | 0 | 0 | 0 | 0 | 0
|  | Accelerated Transition Away from Combustion | Heat Pump | 0 | 0.53798 | 2.4221 | 13.4283 | 29.9448 | 49.7064 | 69.4865 | 251.3852 | 266.5185 | 119.5918 | 145.3527 | 154.1145 | 163.1842 | 172.63 | 182.5772 | 193.2282 | 201.5542 | 210.8752 | 221.4006 | 233.171 | 245.9462 | 259.1292 | 271.7759 | 282.729 | 290.8781 | 295.4848 | 296.452 | 294.395 | 290.445 | 285.8563 | 281.6202
|  | Accelerated Transition Away from Combustion | Other | 6.2368 | 6.0487 | 5.6908 | 5.1855 | 4.5635 | 3.8588 | 3.1036 | 4.3897 | 2.4525 | 0.56506 | 0.04908 | 0.04027 | 0.03097 | 0.02118 | 0.01089 | 0 | 0 | 0 | 0 | 0 | 0 | 0 | 0 | 0 | 0 | 0 | 0 | 0 | 0 | 0 | 0
|  | Accelerated Transition Away from Combustion | Total | 173.9648 | 186.5465 | 196.8774 | 204.7879 | 210.3371 | 213.7886 | 216.0231 | 412.0339 | 345.5972 | 151.2602 | 158.2799 | 164.9191 | 171.6325 | 178.4923 | 185.6257 | 193.2282 | 201.5542 | 210.8752 | 221.4006 | 233.171 | 245.9462 | 259.1292 | 271.7759 | 282.729 | 290.8781 | 295.4848 | 296.452 | 294.395 | 290.445 | 285.8563 | 281.6202
Residential Space Heating Sales Share (% total sales)
|  | Scenario | Device Category | 2020 | 2021 | 2022 | 2023 | 2024 | 2025 | 2026 | 2027 | 2028 | 2029 | 2030 | 2031 | 2032 | 2033 | 2034 | 2035 | 2036 | 2037 | 2038 | 2039 | 2040 | 2041 | 2042 | 2043 | 2044 | 2045 | 2046 | 2047 | 2048 | 2049 | 2050
|  | Accelerated Transition Away from Combustion | Reference Distillate | 8.984% | 6.503% | 4.354% | 2.549% | 1.095% | 0% | 0% | 0% | 0% | 0% | 0% | 0% | 0% | 0% | 0% | 0% | 0% | 0% | 0% | 0% | 0% | 0% | 0% | 0% | 0% | 0% | 0% | 0% | 0% | 0% | 0%
|  | Accelerated Transition Away from Combustion | Reference Natural Gas | 69.81% | 54.2% | 39.86% | 24.76% | 11.46% | 0% | 0% | 0% | 0% | 0% | 0% | 0% | 0% | 0% | 0% | 0% | 0% | 0% | 0% | 0% | 0% | 0% | 0% | 0% | 0% | 0% | 0% | 0% | 0% | 0% | 0%
|  | Accelerated Transition Away from Combustion | Reference Electric | 8.638% | 7.809% | 6.964% | 6.106% | 5.239% | 4.365% | 3.48% | 2.586% | 1.719% | 1.24% | 0.7597% | 0.6096% | 0.4581% | 0.3057% | 0.1529% | 0% | 0% | 0% | 0% | 0% | 0% | 0% | 0% | 0% | 0% | 0% | 0% | 0% | 0% | 0% | 0%
|  | Accelerated Transition Away from Combustion | Efficient Distillate | 0% | 1.138% | 2.032% | 2.676% | 3.066% | 3.198% | 2.553% | 1.92% | 1.28% | 0.6393% | 0% | 0% | 0% | 0% | 0% | 0% | 0% | 0% | 0% | 0% | 0% | 0% | 0% | 0% | 0% | 0% | 0% | 0% | 0% | 0% | 0%
|  | Accelerated Transition Away from Combustion | Efficient Natural Gas | 8.984% | 26.82% | 42.67% | 54.82% | 62.74% | 67.38% | 60.36% | 33.42% | 19.17% | 18.68% | 7.377% | 5.917% | 4.446% | 2.967% | 1.484% | 0% | 0% | 0% | 0% | 0% | 0% | 0% | 0% | 0% | 0% | 0% | 0% | 0% | 0% | 0% | 0%
|  | Accelerated Transition Away from Combustion | Heat Pump | 0% | 0.2884% | 1.23% | 6.557% | 14.24% | 23.25% | 32.17% | 61.01% | 77.12% | 79.06% | 91.83% | 93.45% | 95.08% | 96.72% | 98.36% | 100% | 100% | 100% | 100% | 100% | 100% | 100% | 100% | 100% | 100% | 100% | 100% | 100% | 100% | 100% | 100%
|  | Accelerated Transition Away from Combustion | Other | 3.585% | 3.242% | 2.891% | 2.532% | 2.17% | 1.805% | 1.437% | 1.065% | 0.7096% | 0.3736% | 0.03101% | 0.02442% | 0.01804% | 0.01187% | 0.005867% | 0% | 0% | 0% | 0% | 0% | 0% | 0% | 0% | 0% | 0% | 0% | 0% | 0% | 0% | 0% | 0%
|  | Accelerated Transition Away from Combustion | Total | 100% | 100% | 100% | 100% | 100% | 100% | 100% | 100% | 100% | 100% | 100% | 100% | 100% | 100% | 100% | 100% | 100% | 100% | 100% | 100% | 100% | 100% | 100% | 100% | 100% | 100% | 100% | 100% | 100% | 100% | 100%
Residential Space Heating Stocks (million devices)
|  | Scenario | Device Category | 2020 | 2021 | 2022 | 2023 | 2024 | 2025 | 2026 | 2027 | 2028 | 2029 | 2030 | 2031 | 2032 | 2033 | 2034 | 2035 | 2036 | 2037 | 2038 | 2039 | 2040 | 2041 | 2042 | 2043 | 2044 | 2045 | 2046 | 2047 | 2048 | 2049 | 2050
|  | Accelerated Transition Away from Combustion | Reference Distillate | 0.74661 | 0.72931 | 0.70606 | 0.67749 | 0.64451 | 0.60818 | 0.57126 | 0.53409 | 0.49697 | 0.46013 | 0.42373 | 0.38795 | 0.35291 | 0.31879 | 0.28574 | 0.25398 | 0.22368 | 0.19506 | 0.16831 | 0.1436 | 0.12106 | 0.1008 | 0.082839 | 0.067167 | 0.053704 | 0.042324 | 0.032862 | 0.025128 | 0.018914 | 0.014009 | 0.010207
|  | Accelerated Transition Away from Combustion | Reference Natural Gas | 2.9613 | 2.9391 | 2.887 | 2.8014 | 2.6853 | 2.5426 | 2.3987 | 2.0579 | 1.7847 | 1.7069 | 1.6225 | 1.5317 | 1.4353 | 1.3341 | 1.2295 | 1.1229 | 1.0156 | 0.90951 | 0.80606 | 0.70677 | 0.61289 | 0.52543 | 0.44515 | 0.37252 | 0.30779 | 0.25097 | 0.20188 | 0.16015 | 0.12527 | 0.096609 | 0.073436
|  | Accelerated Transition Away from Combustion | Reference Electric | 0.36033 | 0.35838 | 0.35443 | 0.34842 | 0.34039 | 0.33041 | 0.31862 | 0.31016 | 0.2973 | 0.28076 | 0.26397 | 0.2474 | 0.23104 | 0.21486 | 0.19885 | 0.18302 | 0.16766 | 0.15284 | 0.13856 | 0.12487 | 0.1118 | 0.099367 | 0.087582 | 0.076466 | 0.066038 | 0.056325 | 0.047361 | 0.039189 | 0.031849 | 0.025377 | 0.019787
|  | Accelerated Transition Away from Combustion | Efficient Distillate | 0 | 0.0021221 | 0.0061219 | 0.011602 | 0.01805 | 0.024886 | 0.030399 | 0.038306 | 0.042718 | 0.043662 | 0.04362 | 0.043546 | 0.043427 | 0.043241 | 0.042966 | 0.042572 | 0.042028 | 0.041298 | 0.040345 | 0.039135 | 0.037639 | 0.035834 | 0.033712 | 0.031282 | 0.028572 | 0.025632 | 0.022534 | 0.019367 | 0.016231 | 0.013229 | 0.010457
|  | Accelerated Transition Away from Combustion | Efficient Natural Gas | 0.027162 | 0.077202 | 0.16121 | 0.27348 | 0.40542 | 0.54942 | 0.67969 | 0.81711 | 0.88285 | 0.91017 | 0.92026 | 0.92748 | 0.93122 | 0.93082 | 0.9255 | 0.91446 | 0.89979 | 0.88085 | 0.85703 | 0.82784 | 0.79293 | 0.7522 | 0.70583 | 0.65434 | 0.59858 | 0.53972 | 0.47919 | 0.41858 | 0.35948 | 0.30341 | 0.25164
|  | Accelerated Transition Away from Combustion | Heat Pump | 0 | 0.00053798 | 0.0029601 | 0.016388 | 0.046333 | 0.096038 | 0.16552 | 0.41688 | 0.68333 | 0.80273 | 0.94764 | 1.1008 | 1.2619 | 1.4308 | 1.6067 | 1.789 | 1.9734 | 2.1589 | 2.3441 | 2.5281 | 2.7097 | 2.8878 | 3.0616 | 3.2301 | 3.3921 | 3.5464 | 3.692 | 3.8275 | 3.9521 | 4.0647 | 4.1651
|  | Accelerated Transition Away from Combustion | Other | 0.15034 | 0.14756 | 0.14425 | 0.14038 | 0.13599 | 0.13106 | 0.1256 | 0.12168 | 0.11608 | 0.10884 | 0.10132 | 0.094 | 0.086885 | 0.079968 | 0.073253 | 0.06675 | 0.060479 | 0.054455 | 0.048691 | 0.043197 | 0.037986 | 0.03307 | 0.028461 | 0.024176 | 0.020232 | 0.016647 | 0.01344 | 0.010623 | 0.008201 | 0.0061685 | 0.0045088
|  | Accelerated Transition Away from Combustion | Total | 4.2457 | 4.2542 | 4.262 | 4.2692 | 4.2759 | 4.2826 | 4.2898 | 4.2961 | 4.3039 | 4.3132 | 4.323 | 4.3328 | 4.3427 | 4.3526 | 4.3626 | 4.3726 | 4.3827 | 4.3929 | 4.4031 | 4.4135 | 4.424 | 4.4345 | 4.4452 | 4.456 | 4.467 | 4.4781 | 4.4893 | 4.5006 | 4.512 | 4.5235 | 4.5352
HP Summary Metrics
|  |  | Metric | 2020 | 2021 | 2022 | 2023 | 2024 | 2025 | 2026 | 2027 | 2028 | 2029 | 2030 | 2031 | 2032 | 2033 | 2034 | 2035 | 2036 | 2037 | 2038 | 2039 | 2040 | 2041 | 2042 | 2043 | 2044 | 2045 | 2046 | 2047 | 2048 | 2049 | 2050
|  |  | Sales Share | 0% | 0.2884% | 1.23% | 6.557% | 14.24% | 23.25% | 32.17% | 61.01% | 77.12% | 79.06% | 91.83% | 93.45% | 95.08% | 96.72% | 98.36% | 100% | 100% | 100% | 100% | 100% | 100% | 100% | 100% | 100% | 100% | 100% | 100% | 100% | 100% | 100% | 100%
|  |  | Stock share HP | 0% | 0.01265% | 0.06945% | 0.3839% | 1.084% | 2.243% | 3.858% | 9.704% | 15.88% | 18.61% | 21.92% | 25.41% | 29.06% | 32.87% | 36.83% | 40.91% | 45.03% | 49.14% | 53.24% | 57.28% | 61.25% | 65.12% | 68.88% | 72.49% | 75.94% | 79.2% | 82.24% | 85.05% | 87.59% | 89.86% | 91.84%
|  |  | Total HP Stock (million devices) | 0 | 0.00053798 | 0.0029601 | 0.016388 | 0.046333 | 0.096038 | 0.16552 | 0.41688 | 0.68333 | 0.80273 | 0.94764 | 1.1008 | 1.2619 | 1.4308 | 1.6067 | 1.789 | 1.9734 | 2.1589 | 2.3441 | 2.5281 | 2.7097 | 2.8878 | 3.0616 | 3.2301 | 3.3921 | 3.5464 | 3.692 | 3.8275 | 3.9521 | 4.0647 | 4.1651

## S3_Space Heating-Comm
Commercial Space Heating - Scenario3: Accelerated Transition Away from Combustion
Annual commercial space heating stocks and sales by device type, for Accelerated Transition Away from Combustion.
Note: 2020 is a modeled year, reflecting historical trends.
Commercial Space Heating Sales By Category (million square feet)
| Scenario | Device Category | 2020 | 2021 | 2022 | 2023 | 2024 | 2025 | 2026 | 2027 | 2028 | 2029 | 2030 | 2031 | 2032 | 2033 | 2034 | 2035 | 2036 | 2037 | 2038 | 2039 | 2040 | 2041 | 2042 | 2043 | 2044 | 2045 | 2046 | 2047 | 2048 | 2049 | 2050
| Accelerated Transition Away from Combustion | Reference Natural Gas | 241.5493 | 201.8323 | 154.786 | 97.6603 | 44.9475 | 0 | 0 | 0 | 0 | 0 | 0 | 0 | 0 | 0 | 0 | 0 | 0 | 0 | 0 | 0 | 0 | 0 | 0 | 0 | 0 | 0 | 0 | 0 | 0 | 0 | 0
| Accelerated Transition Away from Combustion | Reference Distillate | 27.2168 | 24.1652 | 20.3353 | 16.1992 | 12.1923 | 8.6287 | 6.7187 | 7.786 | 4.3477 | 1.1121 | 0 | 0 | 0 | 0 | 0 | 0 | 0 | 0 | 0 | 0 | 0 | 0 | 0 | 0 | 0 | 0 | 0 | 0 | 0 | 0 | 0
| Accelerated Transition Away from Combustion | Reference Electric | 44.2273 | 43.034 | 40.0544 | 35.6932 | 30.4808 | 24.9273 | 19.4096 | 22.4929 | 12.5602 | 5.5073 | 4.806 | 4.0364 | 3.1789 | 2.2231 | 1.1646 | 0 | 0 | 0 | 0 | 0 | 0 | 0 | 0 | 0 | 0 | 0 | 0 | 0 | 0 | 0 | 0
| Accelerated Transition Away from Combustion | Efficient Distillate | 0 | 2.3172 | 4.3136 | 5.7658 | 6.5651 | 6.7112 | 5.2257 | 6.0558 | 3.3816 | 0.86493 | 0 | 0 | 0 | 0 | 0 | 0 | 0 | 0 | 0 | 0 | 0 | 0 | 0 | 0 | 0 | 0 | 0 | 0 | 0 | 0 | 0
| Accelerated Transition Away from Combustion | Efficient Natural Gas | 27.2168 | 96.463 | 165.6493 | 220.8102 | 249.6614 | 261.8135 | 228.2491 | 197.4188 | 95.6353 | 46.9536 | 42.6992 | 35.8621 | 28.2432 | 19.7512 | 10.3466 | 0 | 0 | 0 | 0 | 0 | 0 | 0 | 0 | 0 | 0 | 0 | 0 | 0 | 0 | 0 | 0
| Accelerated Transition Away from Combustion | Heat Pump | 0 | 0 | 0 | 16.1039 | 46.9327 | 81.4165 | 113.658 | 342.9885 | 367.1582 | 192.6863 | 211.2777 | 231.7841 | 253.8625 | 277.2865 | 302.0233 | 328.1709 | 343.1414 | 358.0661 | 372.0895 | 383.999 | 392.5555 | 396.8765 | 396.688 | 392.3726 | 384.8726 | 375.5511 | 366.041 | 358.0376 | 352.9965 | 351.7981 | 354.5244
| Accelerated Transition Away from Combustion | Other | 0 | 0 | 0 | 0 | 0 | 0 | 0 | 0 | 0 | 0 | 0 | 0 | 0 | 0 | 0 | 0 | 0 | 0 | 0 | 0 | 0 | 0 | 0 | 0 | 0 | 0 | 0 | 0 | 0 | 0 | 0
| Accelerated Transition Away from Combustion | Total | 340.2103 | 367.8117 | 385.1385 | 392.2326 | 390.7798 | 383.4972 | 373.2611 | 576.7421 | 483.083 | 247.1242 | 258.7829 | 271.6826 | 285.2846 | 299.2608 | 313.5345 | 328.1709 | 343.1414 | 358.0661 | 372.0895 | 383.999 | 392.5555 | 396.8765 | 396.688 | 392.3726 | 384.8726 | 375.5511 | 366.041 | 358.0376 | 352.9965 | 351.7981 | 354.5244
Commercial Space Heating Sales Share By Category (% total sales)
| Scenario | Device Category | 2020 | 2021 | 2022 | 2023 | 2024 | 2025 | 2026 | 2027 | 2028 | 2029 | 2030 | 2031 | 2032 | 2033 | 2034 | 2035 | 2036 | 2037 | 2038 | 2039 | 2040 | 2041 | 2042 | 2043 | 2044 | 2045 | 2046 | 2047 | 2048 | 2049 | 2050
| Accelerated Transition Away from Combustion | Reference Natural Gas | 71% | 54.87% | 40.19% | 24.9% | 11.5% | 0% | 0% | 0% | 0% | 0% | 0% | 0% | 0% | 0% | 0% | 0% | 0% | 0% | 0% | 0% | 0% | 0% | 0% | 0% | 0% | 0% | 0% | 0% | 0% | 0% | 0%
| Accelerated Transition Away from Combustion | Reference Distillate | 8% | 6.57% | 5.28% | 4.13% | 3.12% | 2.25% | 1.8% | 1.35% | 0.9% | 0.45% | 0% | 0% | 0% | 0% | 0% | 0% | 0% | 0% | 0% | 0% | 0% | 0% | 0% | 0% | 0% | 0% | 0% | 0% | 0% | 0% | 0%
| Accelerated Transition Away from Combustion | Reference Electric | 13% | 11.7% | 10.4% | 9.1% | 7.8% | 6.5% | 5.2% | 3.9% | 2.6% | 2.229% | 1.857% | 1.486% | 1.114% | 0.7429% | 0.3714% | 0% | 0% | 0% | 0% | 0% | 0% | 0% | 0% | 0% | 0% | 0% | 0% | 0% | 0% | 0% | 0%
| Accelerated Transition Away from Combustion | Efficient Distillate | 0% | 0.63% | 1.12% | 1.47% | 1.68% | 1.75% | 1.4% | 1.05% | 0.7% | 0.35% | 0% | 0% | 0% | 0% | 0% | 0% | 0% | 0% | 0% | 0% | 0% | 0% | 0% | 0% | 0% | 0% | 0% | 0% | 0% | 0% | 0%
| Accelerated Transition Away from Combustion | Efficient Natural Gas | 8% | 26.23% | 43.01% | 56.3% | 63.89% | 68.27% | 61.15% | 34.23% | 19.8% | 19% | 16.5% | 13.2% | 9.9% | 6.6% | 3.3% | 0% | 0% | 0% | 0% | 0% | 0% | 0% | 0% | 0% | 0% | 0% | 0% | 0% | 0% | 0% | 0%
| Accelerated Transition Away from Combustion | Heat Pump | 0% | 0% | 0% | 4.106% | 12.01% | 21.23% | 30.45% | 59.47% | 76% | 77.97% | 81.64% | 85.31% | 88.99% | 92.66% | 96.33% | 100% | 100% | 100% | 100% | 100% | 100% | 100% | 100% | 100% | 100% | 100% | 100% | 100% | 100% | 100% | 100%
| Accelerated Transition Away from Combustion | Other | bar: 2020 to 2050
| Accelerated Transition Away from Combustion | Total | 100% | 100% | 100% | 100% | 100% | 100% | 100% | 100% | 100% | 100% | 100% | 100% | 100% | 100% | 100% | 100% | 100% | 100% | 100% | 100% | 100% | 100% | 100% | 100% | 100% | 100% | 100% | 100% | 100% | 100% | 100%
| Accelerated Transition Away from Combustion | ASHP with Electric Backup | 0% | 0% | 0% | 3.28% | 9.571% | 16.88% | 24.15% | 46.92% | 60.01% | 61.56% | 64.29% | 67.1% | 69.92% | 72.72% | 75.53% | 78.33% | 78.25% | 78.16% | 78.07% | 77.98% | 77.89% | 77.8% | 77.73% | 77.66% | 77.61% | 77.56% | 77.52% | 77.48% | 77.44% | 77.39% | 77.33%
| Accelerated Transition Away from Combustion | Ground Source Heat Pump | 0% | 0% | 0% | 0.8257% | 2.439% | 4.353% | 6.3% | 12.55% | 15.99% | 16.42% | 17.35% | 18.21% | 19.07% | 19.93% | 20.8% | 21.67% | 21.75% | 21.84% | 21.93% | 22.02% | 22.11% | 22.2% | 22.27% | 22.34% | 22.39% | 22.44% | 22.48% | 22.52% | 22.56% | 22.61% | 22.67%
| Accelerated Transition Away from Combustion | ASHP with Fuel Backup | bar: 2020 to 2050
Commercial Space Heating Stocks By Category (billion square feet)
| Scenario | Device Category | 2020 | 2021 | 2022 | 2023 | 2024 | 2025 | 2026 | 2027 | 2028 | 2029 | 2030 | 2031 | 2032 | 2033 | 2034 | 2035 | 2036 | 2037 | 2038 | 2039 | 2040 | 2041 | 2042 | 2043 | 2044 | 2045 | 2046 | 2047 | 2048 | 2049 | 2050
| Accelerated Transition Away from Combustion | Reference Natural Gas | 3.573 | 3.5273 | 3.4222 | 3.2551 | 3.0365 | 2.7782 | 2.5276 | 2.071 | 1.7064 | 1.5775 | 1.4386 | 1.2911 | 1.1374 | 0.98133 | 0.82699 | 0.67881 | 0.54085 | 0.41656 | 0.30855 | 0.21848 | 0.14688 | 0.09307 | 0.05515 | 0.030314 | 0.015323 | 0.0070571 | 0.0029306 | 0.0010846 | 0.00035309 | 9.9627e-05 | 2.3971e-05
| Accelerated Transition Away from Combustion | Reference Distillate | 0.76581 | 0.73418 | 0.69597 | 0.65253 | 0.60539 | 0.556 | 0.5066 | 0.46046 | 0.41322 | 0.36523 | 0.31883 | 0.27541 | 0.23528 | 0.1987 | 0.16585 | 0.13676 | 0.11132 | 0.089333 | 0.070529 | 0.054636 | 0.041401 | 0.030585 | 0.021952 | 0.015248 | 0.010202 | 0.0065361 | 0.003981 | 0.0022849 | 0.0012234 | 0.00060431 | 0.00027207
| Accelerated Transition Away from Combustion | Reference Electric | 0.63445 | 0.63215 | 0.62464 | 0.61188 | 0.59415 | 0.57189 | 0.54557 | 0.52395 | 0.494 | 0.45856 | 0.42392 | 0.39 | 0.35665 | 0.32373 | 0.29101 | 0.2583 | 0.22668 | 0.19617 | 0.16697 | 0.13941 | 0.11393 | 0.090997 | 0.07095 | 0.053971 | 0.040034 | 0.028945 | 0.020386 | 0.013975 | 0.0093135 | 0.0060217 | 0.0037635
| Accelerated Transition Away from Combustion | Efficient Distillate | 0 | 0.0023172 | 0.0066308 | 0.012396 | 0.01896 | 0.025667 | 0.030878 | 0.036898 | 0.040204 | 0.040923 | 0.040666 | 0.040243 | 0.039591 | 0.038636 | 0.037305 | 0.035536 | 0.033289 | 0.030558 | 0.027386 | 0.023868 | 0.020148 | 0.016403 | 0.012824 | 0.0095822 | 0.006809 | 0.0045753 | 0.0028888 | 0.0017015 | 0.00092724 | 0.00046323 | 0.00020999
| Accelerated Transition Away from Combustion | Efficient Natural Gas | 0.059139 | 0.1556 | 0.32124 | 0.54199 | 0.79148 | 1.0528 | 1.28 | 1.4752 | 1.5666 | 1.6059 | 1.636 | 1.6519 | 1.6505 | 1.628 | 1.581 | 1.5063 | 1.4131 | 1.3016 | 1.1737 | 1.0331 | 0.88529 | 0.73674 | 0.59424 | 0.46387 | 0.35021 | 0.25573 | 0.18078 | 0.12387 | 0.082373 | 0.053149 | 0.03319
| Accelerated Transition Away from Combustion | Heat Pump | 0 | 0 | 0 | 0.016104 | 0.063037 | 0.14445 | 0.2581 | 0.60105 | 0.96806 | 1.1604 | 1.3707 | 1.6004 | 1.85 | 2.1196 | 2.4085 | 2.7158 | 3.0272 | 3.3393 | 3.6476 | 3.9466 | 4.2299 | 4.4914 | 4.7258 | 4.9298 | 5.1022 | 5.2441 | 5.3583 | 5.4488 | 5.5201 | 5.5766 | 5.6224
| Accelerated Transition Away from Combustion | Other | 0 | 0 | 0 | 0 | 0 | 0 | 0 | 0 | 0 | 0 | 0 | 0 | 0 | 0 | 0 | 0 | 0 | 0 | 0 | 0 | 0 | 0 | 0 | 0 | 0 | 0 | 0 | 0 | 0 | 0 | 0
| Accelerated Transition Away from Combustion | Total | 5.0324 | 5.0515 | 5.0707 | 5.09 | 5.1095 | 5.129 | 5.1487 | 5.1685 | 5.1885 | 5.2085 | 5.2287 | 5.249 | 5.2695 | 5.29 | 5.3107 | 5.3315 | 5.3525 | 5.3735 | 5.3948 | 5.4161 | 5.4376 | 5.4592 | 5.4809 | 5.5028 | 5.5248 | 5.547 | 5.5693 | 5.5917 | 5.6143 | 5.637 | 5.6598
| Accelerated Transition Away from Combustion | ASHP with Electric Backup | 0 | 0 | 0 | 0.012865 | 0.050266 | 0.11499 | 0.20512 | 0.47569 | 0.76549 | 0.91729 | 1.0829 | 1.2635 | 1.4597 | 1.6712 | 1.8977 | 2.1381 | 2.3815 | 2.625 | 2.8651 | 3.0973 | 3.3168 | 3.5187 | 3.699 | 3.8552 | 3.9865 | 4.0939 | 4.1796 | 4.2468 | 4.2991 | 4.3399 | 4.3722
| Accelerated Transition Away from Combustion | Ground Source Heat Pump | 0 | 0 | 0 | 0.0032387 | 0.012771 | 0.029464 | 0.052978 | 0.12536 | 0.20258 | 0.24306 | 0.28777 | 0.3368 | 0.39034 | 0.4484 | 0.51089 | 0.57766 | 0.64568 | 0.71427 | 0.78252 | 0.84925 | 0.9131 | 0.97268 | 1.0268 | 1.0746 | 1.1157 | 1.1502 | 1.1787 | 1.202 | 1.221 | 1.2368 | 1.2502
| Accelerated Transition Away from Combustion | ASHP with Fuel Backup | 0 | 0 | 0 | 0 | 0 | 0 | 0 | 0 | 0 | 0 | 0 | 0 | 0 | 0 | 0 | 0 | 0 | 0 | 0 | 0 | 0 | 0 | 0 | 0 | 0 | 0 | 0 | 0 | 0 | 0 | 0
HP Summary Metrics
|  | Metric | 2020 | 2021 | 2022 | 2023 | 2024 | 2025 | 2026 | 2027 | 2028 | 2029 | 2030 | 2031 | 2032 | 2033 | 2034 | 2035 | 2036 | 2037 | 2038 | 2039 | 2040 | 2041 | 2042 | 2043 | 2044 | 2045 | 2046 | 2047 | 2048 | 2049 | 2050
|  | Sales Share HP | 0% | 0% | 0% | 4.106% | 12.01% | 21.23% | 30.45% | 59.47% | 76% | 77.97% | 81.64% | 85.31% | 88.99% | 92.66% | 96.33% | 100% | 100% | 100% | 100% | 100% | 100% | 100% | 100% | 100% | 100% | 100% | 100% | 100% | 100% | 100% | 100%
|  | Stock share HP | 0% | 0% | 0% | 0.3164% | 1.234% | 2.816% | 5.013% | 11.63% | 18.66% | 22.28% | 26.21% | 30.49% | 35.11% | 40.07% | 45.35% | 50.94% | 56.56% | 62.14% | 67.61% | 72.87% | 77.79% | 82.27% | 86.22% | 89.59% | 92.35% | 94.54% | 96.21% | 97.44% | 98.32% | 98.93% | 99.34%
|  | Stock HP (billion square feet) | 0 | 0 | 0 | 0.016104 | 0.063037 | 0.14445 | 0.2581 | 0.60105 | 0.96806 | 1.1604 | 1.3707 | 1.6004 | 1.85 | 2.1196 | 2.4085 | 2.7158 | 3.0272 | 3.3393 | 3.6476 | 3.9466 | 4.2299 | 4.4914 | 4.7258 | 4.9298 | 5.1022 | 5.2441 | 5.3583 | 5.4488 | 5.5201 | 5.5766 | 5.6224

## S3_Water Heating-Res
Residential Water Heating - Scenario 3: Accelerated Transition Away from Combustion
Annual residential water heating stocks and sales by device type, for Strategic Use of Low-Carbon Fuels.
Note: 2020 is a modeled year, reflecting historical trends.
Residential Water Heating Sales (thousand devices)
| Scenario | Category | 2020 | 2021 | 2022 | 2023 | 2024 | 2025 | 2026 | 2027 | 2028 | 2029 | 2030 | 2031 | 2032 | 2033 | 2034 | 2035 | 2036 | 2037 | 2038 | 2039 | 2040 | 2041 | 2042 | 2043 | 2044 | 2045 | 2046 | 2047 | 2048 | 2049 | 2050
| Accelerated Transition Away from Combustion | Reference Distillate | 102.6901 | 90.3499 | 74.851 | 58.167 | 41.8306 | 26.6504 | 12.7818 | 0 | 0 | 0 | 0 | 0 | 0 | 0 | 0 | 0 | 0 | 0 | 0 | 0 | 0 | 0 | 0 | 0 | 0 | 0 | 0 | 0 | 0 | 0 | 0
| Accelerated Transition Away from Combustion | Reference Natural Gas | 461.3115 | 457.5434 | 444.1615 | 400.8513 | 354.9921 | 305.6166 | 260.9082 | 143.4492 | 81.6149 | 74.1675 | 0 | 0 | 0 | 0 | 0 | 0 | 0 | 0 | 0 | 0 | 0 | 0 | 0 | 0 | 0 | 0 | 0 | 0 | 0 | 0 | 0
| Accelerated Transition Away from Combustion | Reference Electric | 84.5132 | 78.1102 | 69.0141 | 58.6226 | 48.1351 | 38.2897 | 29.3455 | 21.2397 | 13.7786 | 6.7584 | 0 | 0 | 0 | 0 | 0 | 0 | 0 | 0 | 0 | 0 | 0 | 0 | 0 | 0 | 0 | 0 | 0 | 0 | 0 | 0 | 0
| Accelerated Transition Away from Combustion | Efficient Natural Gas | 0 | 19.76 | 41.6405 | 52.6701 | 62.205 | 68.085 | 73.5824 | 43.8865 | 23.2624 | 26.89 | 0 | 0 | 0 | 0 | 0 | 0 | 0 | 0 | 0 | 0 | 0 | 0 | 0 | 0 | 0 | 0 | 0 | 0 | 0 | 0 | 0
| Accelerated Transition Away from Combustion | Heat Pump | 0 | 23.3297 | 38.746 | 81.9906 | 121.1064 | 164.3853 | 204.2908 | 355.1419 | 430.3462 | 431.2639 | 533.6797 | 532.9235 | 537.1261 | 546.3686 | 560.0156 | 576.3897 | 592.8317 | 606.2733 | 614.1782 | 615.4284 | 610.6715 | 601.9353 | 591.7731 | 582.4404 | 575.4559 | 571.5585 | 570.8687 | 573.0755 | 577.5804 | 583.6021 | 590.2671
| Accelerated Transition Away from Combustion | Other | 22.4704 | 19.7854 | 16.3869 | 12.7207 | 9.1331 | 5.8073 | 2.7792 | 0 | 0 | 0 | 0 | 0 | 0 | 0 | 0 | 0 | 0 | 0 | 0 | 0 | 0 | 0 | 0 | 0 | 0 | 0 | 0 | 0 | 0 | 0 | 0
| Accelerated Transition Away from Combustion | Total | 670.9852 | 688.8786 | 684.8 | 665.0225 | 637.4023 | 608.8343 | 583.6879 | 563.7173 | 549.002 | 539.0798 | 533.6797 | 532.9235 | 537.1261 | 546.3686 | 560.0156 | 576.3897 | 592.8317 | 606.2733 | 614.1782 | 615.4284 | 610.6715 | 601.9353 | 591.7731 | 582.4404 | 575.4559 | 571.5585 | 570.8687 | 573.0755 | 577.5804 | 583.6021 | 590.2671
Residential Water Heating Sales Share (% total sales)
| Scenario | Category | 2020 | 2021 | 2022 | 2023 | 2024 | 2025 | 2026 | 2027 | 2028 | 2029 | 2030 | 2031 | 2032 | 2033 | 2034 | 2035 | 2036 | 2037 | 2038 | 2039 | 2040 | 2041 | 2042 | 2043 | 2044 | 2045 | 2046 | 2047 | 2048 | 2049 | 2050
| Accelerated Transition Away from Combustion | Reference Distillate | 15.3% | 13.12% | 10.93% | 8.747% | 6.563% | 4.377% | 2.19% | 0% | 0% | 0% | 0% | 0% | 0% | 0% | 0% | 0% | 0% | 0% | 0% | 0% | 0% | 0% | 0% | 0% | 0% | 0% | 0% | 0% | 0% | 0% | 0%
| Accelerated Transition Away from Combustion | Reference Natural Gas | 68.75% | 66.42% | 64.86% | 60.28% | 55.69% | 50.2% | 44.7% | 25.45% | 14.87% | 13.76% | 0% | 0% | 0% | 0% | 0% | 0% | 0% | 0% | 0% | 0% | 0% | 0% | 0% | 0% | 0% | 0% | 0% | 0% | 0% | 0% | 0%
| Accelerated Transition Away from Combustion | Reference Electric | 12.6% | 11.34% | 10.08% | 8.815% | 7.552% | 6.289% | 5.028% | 3.768% | 2.51% | 1.254% | 0% | 0% | 0% | 0% | 0% | 0% | 0% | 0% | 0% | 0% | 0% | 0% | 0% | 0% | 0% | 0% | 0% | 0% | 0% | 0% | 0%
| Accelerated Transition Away from Combustion | Efficient Natural Gas | 0% | 2.868% | 6.081% | 7.92% | 9.759% | 11.18% | 12.61% | 7.785% | 4.237% | 4.988% | 0% | 0% | 0% | 0% | 0% | 0% | 0% | 0% | 0% | 0% | 0% | 0% | 0% | 0% | 0% | 0% | 0% | 0% | 0% | 0% | 0%
| Accelerated Transition Away from Combustion | Heat Pump | 0% | 3.387% | 5.658% | 12.33% | 19% | 27% | 35% | 63% | 78.39% | 80% | 100% | 100% | 100% | 100% | 100% | 100% | 100% | 100% | 100% | 100% | 100% | 100% | 100% | 100% | 100% | 100% | 100% | 100% | 100% | 100% | 100%
| Accelerated Transition Away from Combustion | Other | 3.349% | 2.872% | 2.393% | 1.913% | 1.433% | 0.9538% | 0.4761% | 0% | 0% | 0% | 0% | 0% | 0% | 0% | 0% | 0% | 0% | 0% | 0% | 0% | 0% | 0% | 0% | 0% | 0% | 0% | 0% | 0% | 0% | 0% | 0%
| Accelerated Transition Away from Combustion | Total | 100% | 100% | 100% | 100% | 100% | 100% | 100% | 100% | 100% | 100% | 100% | 100% | 100% | 100% | 100% | 100% | 100% | 100% | 100% | 100% | 100% | 100% | 100% | 100% | 100% | 100% | 100% | 100% | 100% | 100% | 100%
Residential Water Heating Stocks (million devices)
| Scenario | Category | 2020 | 2021 | 2022 | 2023 | 2024 | 2025 | 2026 | 2027 | 2028 | 2029 | 2030 | 2031 | 2032 | 2033 | 2034 | 2035 | 2036 | 2037 | 2038 | 2039 | 2040 | 2041 | 2042 | 2043 | 2044 | 2045 | 2046 | 2047 | 2048 | 2049 | 2050
| Accelerated Transition Away from Combustion | Reference Distillate | 1.2357 | 1.2232 | 1.1959 | 1.1549 | 1.1018 | 1.0379 | 0.96401 | 0.88057 | 0.79974 | 0.72112 | 0.64448 | 0.56975 | 0.49703 | 0.42655 | 0.35877 | 0.29442 | 0.23455 | 0.18038 | 0.13316 | 0.093827 | 0.062745 | 0.03959 | 0.023418 | 0.012888 | 0.006539 | 0.0030257 | 0.0012606 | 0.00046601 | 0.00015035 | 4.157e-05 | 9.64e-06
| Accelerated Transition Away from Combustion | Reference Natural Gas | 5.5828 | 5.5754 | 5.5575 | 5.5098 | 5.4353 | 5.3312 | 5.1997 | 4.9647 | 4.6785 | 4.3925 | 4.0378 | 3.6863 | 3.3362 | 2.9862 | 2.636 | 2.2873 | 1.9438 | 1.6118 | 1.2993 | 1.0146 | 0.76487 | 0.55461 | 0.38526 | 0.25519 | 0.1603 | 0.09486 | 0.052489 | 0.026915 | 0.012655 | 0.0053874 | 0.0020456
| Accelerated Transition Away from Combustion | Reference Electric | 1.033 | 1.025 | 1.0083 | 0.98377 | 0.95229 | 0.91463 | 0.87131 | 0.82256 | 0.7685 | 0.70915 | 0.64449 | 0.58109 | 0.51881 | 0.45766 | 0.39775 | 0.33949 | 0.28358 | 0.231 | 0.18289 | 0.1403 | 0.104 | 0.074263 | 0.050905 | 0.033342 | 0.020744 | 0.012169 | 0.0066702 | 0.0033809 | 0.0015657 | 0.00065356 | 0.0002422
| Accelerated Transition Away from Combustion | Efficient Natural Gas | 0 | 0.01976 | 0.0614 | 0.11407 | 0.17626 | 0.24429 | 0.31769 | 0.36113 | 0.38344 | 0.40849 | 0.40522 | 0.39985 | 0.39156 | 0.37949 | 0.36284 | 0.341 | 0.31376 | 0.28148 | 0.24512 | 0.20627 | 0.16697 | 0.12939 | 0.095528 | 0.06684 | 0.044072 | 0.027213 | 0.015622 | 0.0082686 | 0.0039949 | 0.0017408 | 0.00067434
| Accelerated Transition Away from Combustion | Heat Pump | 0 | 0.02333 | 0.062076 | 0.14406 | 0.26515 | 0.42947 | 0.63356 | 0.98815 | 1.4172 | 1.8459 | 2.3746 | 2.8986 | 3.4204 | 3.9421 | 4.464 | 4.9838 | 5.496 | 5.9914 | 6.4585 | 6.8852 | 7.2612 | 7.5797 | 7.8388 | 8.0408 | 8.1917 | 8.2998 | 8.3744 | 8.4247 | 8.4585 | 8.4822 | 8.5003
| Accelerated Transition Away from Combustion | Other | 0.27775 | 0.2743 | 0.26761 | 0.25793 | 0.24561 | 0.23096 | 0.21417 | 0.19535 | 0.17715 | 0.15947 | 0.14228 | 0.12557 | 0.10936 | 0.093705 | 0.078706 | 0.064515 | 0.051346 | 0.039459 | 0.029113 | 0.020504 | 0.013706 | 0.0086449 | 0.0051115 | 0.0028119 | 0.0014261 | 0.00065963 | 0.00027471 | 0.00010152 | 3.274e-05 | 9.05e-06 | 2.1e-06
| Accelerated Transition Away from Combustion | Total | 8.1292 | 8.141 | 8.1528 | 8.1646 | 8.1765 | 8.1884 | 8.2004 | 8.2124 | 8.2245 | 8.2367 | 8.2488 | 8.2611 | 8.2734 | 8.2857 | 8.2981 | 8.3105 | 8.323 | 8.3355 | 8.3481 | 8.3608 | 8.3735 | 8.3862 | 8.399 | 8.4119 | 8.4248 | 8.4377 | 8.4507 | 8.4638 | 8.4769 | 8.4901 | 8.5033

## S3_Water Heating-Comm
Commercial Water Heating - Scenario 3: Accelerated Transition Away form Combustion
Annual commercial water heating stocks and sales by device type, for Accelerated Transition Away form Combustion.
Note: 2020 is a modeled year, reflecting historical trends.
Commercial Water Heating Sales (thousand sq ft)
| Scenario | Category | 2020 | 2021 | 2022 | 2023 | 2024 | 2025 | 2026 | 2027 | 2028 | 2029 | 2030 | 2031 | 2032 | 2033 | 2034 | 2035 | 2036 | 2037 | 2038 | 2039 | 2040 | 2041 | 2042 | 2043 | 2044 | 2045 | 2046 | 2047 | 2048 | 2049 | 2050
| Accelerated Transition Away from Combustion | Reference Distillate | 13608.4121 | 12610.6865 | 11003.9572 | 8965.3156 | 6699.0829 | 4382.8249 | 2132.9203 | 0 | 0 | 0 | 0 | 0 | 0 | 0 | 0 | 0 | 0 | 0 | 0 | 0 | 0 | 0 | 0 | 0 | 0 | 0 | 0 | 0 | 0 | 0 | 0
| Accelerated Transition Away from Combustion | Reference Natural Gas | 197321.9751 | 206096.3435 | 210741.473 | 199447.039 | 183588.3673 | 162372.7055 | 140719.416 | 77764.9772 | 44154.8726 | 39845.8257 | 0 | 0 | 0 | 0 | 0 | 0 | 0 | 0 | 0 | 0 | 0 | 0 | 0 | 0 | 0 | 0 | 0 | 0 | 0 | 0 | 0
| Accelerated Transition Away from Combustion | Reference Electric | 129279.9147 | 125791.5974 | 117082.1051 | 104333.8602 | 89097.8028 | 72864.464 | 56735.6796 | 41310.3793 | 26770.0499 | 13052.9429 | 0 | 0 | 0 | 0 | 0 | 0 | 0 | 0 | 0 | 0 | 0 | 0 | 0 | 0 | 0 | 0 | 0 | 0 | 0 | 0 | 0
| Accelerated Transition Away from Combustion | Efficient Natural Gas | 0 | 10839.896 | 24519.8319 | 31127.9904 | 37146.4148 | 40332.9461 | 43031.6668 | 15002.1904 | 5204.1681 | 15800.9309 | 0 | 0 | 0 | 0 | 0 | 0 | 0 | 0 | 0 | 0 | 0 | 0 | 0 | 0 | 0 | 0 | 0 | 0 | 0 | 0 | 0
| Accelerated Transition Away from Combustion | Heat Pump | 0 | 12473.1649 | 21791.1365 | 48358.352 | 74248.169 | 103544.2383 | 130641.3676 | 228294.2015 | 276108.4085 | 274798.7978 | 336387.951 | 331080.3892 | 327876.4083 | 327196.4035 | 329427.127 | 334692.6125 | 342639.7293 | 352342.02 | 362405.4754 | 371284.1671 | 377702.9471 | 381006.7055 | 381279.4249 | 379201.3451 | 375751.905 | 371917.9256 | 368510.1454 | 366096.9378 | 365009.2507 | 365370.9398 | 367131.8949
| Accelerated Transition Away from Combustion | Other | 0 | 0 | 0 | 0 | 0 | 0 | 0 | 0 | 0 | 0 | 0 | 0 | 0 | 0 | 0 | 0 | 0 | 0 | 0 | 0 | 0 | 0 | 0 | 0 | 0 | 0 | 0 | 0 | 0 | 0 | 0
| Accelerated Transition Away from Combustion | Total | 340210.302 | 367811.6883 | 385138.5038 | 392232.5572 | 390779.8367 | 383497.1788 | 373261.0503 | 362371.7484 | 352237.4992 | 343498.4972 | 336387.951 | 331080.3892 | 327876.4083 | 327196.4035 | 329427.127 | 334692.6125 | 342639.7293 | 352342.02 | 362405.4754 | 371284.1671 | 377702.9471 | 381006.7055 | 381279.4249 | 379201.3451 | 375751.905 | 371917.9256 | 368510.1454 | 366096.9378 | 365009.2507 | 365370.9398 | 367131.8949
Commercial Water Heating Sales Share (% total sales)
| Scenario | Category | 2020 | 2021 | 2022 | 2023 | 2024 | 2025 | 2026 | 2027 | 2028 | 2029 | 2030 | 2031 | 2032 | 2033 | 2034 | 2035 | 2036 | 2037 | 2038 | 2039 | 2040 | 2041 | 2042 | 2043 | 2044 | 2045 | 2046 | 2047 | 2048 | 2049 | 2050
| Accelerated Transition Away from Combustion | Reference Distillate | 4% | 3.429% | 2.857% | 2.286% | 1.714% | 1.143% | 0.5714% | 0% | 0% | 0% | 0% | 0% | 0% | 0% | 0% | 0% | 0% | 0% | 0% | 0% | 0% | 0% | 0% | 0% | 0% | 0% | 0% | 0% | 0% | 0% | 0%
| Accelerated Transition Away from Combustion | Reference Natural Gas | 58% | 56.03% | 54.72% | 50.85% | 46.98% | 42.34% | 37.7% | 21.46% | 12.54% | 11.6% | 0% | 0% | 0% | 0% | 0% | 0% | 0% | 0% | 0% | 0% | 0% | 0% | 0% | 0% | 0% | 0% | 0% | 0% | 0% | 0% | 0%
| Accelerated Transition Away from Combustion | Reference Electric | 38% | 34.2% | 30.4% | 26.6% | 22.8% | 19% | 15.2% | 11.4% | 7.6% | 3.8% | 0% | 0% | 0% | 0% | 0% | 0% | 0% | 0% | 0% | 0% | 0% | 0% | 0% | 0% | 0% | 0% | 0% | 0% | 0% | 0% | 0%
| Accelerated Transition Away from Combustion | Efficient Natural Gas | 0% | 2.947% | 6.366% | 7.936% | 9.506% | 10.52% | 11.53% | 4.14% | 1.477% | 4.6% | 0% | 0% | 0% | 0% | 0% | 0% | 0% | 0% | 0% | 0% | 0% | 0% | 0% | 0% | 0% | 0% | 0% | 0% | 0% | 0% | 0%
| Accelerated Transition Away from Combustion | Heat Pump | 0% | 3.391% | 5.658% | 12.33% | 19% | 27% | 35% | 63% | 78.39% | 80% | 100% | 100% | 100% | 100% | 100% | 100% | 100% | 100% | 100% | 100% | 100% | 100% | 100% | 100% | 100% | 100% | 100% | 100% | 100% | 100% | 100%
| Accelerated Transition Away from Combustion | Other | bar: 2020 to 2050
| Accelerated Transition Away from Combustion | Total | 100% | 100% | 100% | 100% | 100% | 100% | 100% | 100% | 100% | 100% | 100% | 100% | 100% | 100% | 100% | 100% | 100% | 100% | 100% | 100% | 100% | 100% | 100% | 100% | 100% | 100% | 100% | 100% | 100% | 100% | 100%
Commercial Water Heating Stocks (billion sq ft)
| Scenario | Category | 2020 | 2021 | 2022 | 2023 | 2024 | 2025 | 2026 | 2027 | 2028 | 2029 | 2030 | 2031 | 2032 | 2033 | 2034 | 2035 | 2036 | 2037 | 2038 | 2039 | 2040 | 2041 | 2042 | 2043 | 2044 | 2045 | 2046 | 2047 | 2048 | 2049 | 2050
| Accelerated Transition Away from Combustion | Reference Distillate | 0.2013 | 0.19996 | 0.19632 | 0.19037 | 0.18222 | 0.17205 | 0.16006 | 0.14639 | 0.13318 | 0.12041 | 0.10806 | 0.096147 | 0.084689 | 0.073715 | 0.063263 | 0.053379 | 0.044128 | 0.035591 | 0.027875 | 0.021089 | 0.015329 | 0.010645 | 0.0070231 | 0.0043754 | 0.0025573 | 0.0013919 | 0.00069958 | 0.00032151 | 0.00013361 | 4.958e-05 | 1.6203e-05
| Accelerated Transition Away from Combustion | Reference Natural Gas | 2.9188 | 2.9226 | 2.9211 | 2.9043 | 2.8725 | 2.8238 | 2.7595 | 2.6387 | 2.4905 | 2.3434 | 2.1612 | 1.9833 | 1.8089 | 1.6376 | 1.4687 | 1.3021 | 1.1378 | 0.97691 | 0.82116 | 0.67326 | 0.53644 | 0.41383 | 0.30795 | 0.2202 | 0.15067 | 0.098194 | 0.06063 | 0.035256 | 0.019174 | 0.0096746 | 0.0044869
| Accelerated Transition Away from Combustion | Reference Electric | 1.9123 | 1.9056 | 1.8836 | 1.8463 | 1.7942 | 1.7289 | 1.6513 | 1.5627 | 1.4637 | 1.355 | 1.2368 | 1.1222 | 1.011 | 0.90313 | 0.79864 | 0.69759 | 0.60028 | 0.50731 | 0.41968 | 0.33867 | 0.26569 | 0.20196 | 0.14826 | 0.10473 | 0.070913 | 0.045797 | 0.028049 | 0.01618 | 0.0087205 | 0.0043513 | 0.0019892
| Accelerated Transition Away from Combustion | Efficient Natural Gas | 0 | 0.01084 | 0.03536 | 0.066487 | 0.10363 | 0.14394 | 0.18689 | 0.20171 | 0.20651 | 0.22152 | 0.22012 | 0.21782 | 0.21424 | 0.20899 | 0.20166 | 0.19192 | 0.17955 | 0.16452 | 0.14708 | 0.12778 | 0.10744 | 0.087063 | 0.067719 | 0.050349 | 0.035638 | 0.023917 | 0.015156 | 0.0090284 | 0.0050302 | 0.0026049 | 0.0012437
| Accelerated Transition Away from Combustion | Heat Pump | 0 | 0.012473 | 0.034264 | 0.082622 | 0.15686 | 0.26038 | 0.39094 | 0.619 | 0.89458 | 1.1683 | 1.5025 | 1.8296 | 2.1506 | 2.4666 | 2.7784 | 3.0865 | 3.3907 | 3.6892 | 3.979 | 4.2553 | 4.5127 | 4.7457 | 4.95 | 5.1231 | 5.265 | 5.3777 | 5.4647 | 5.5309 | 5.5812 | 5.6203 | 5.6521
| Accelerated Transition Away from Combustion | Other | 0 | 0 | 0 | 0 | 0 | 0 | 0 | 0 | 0 | 0 | 0 | 0 | 0 | 0 | 0 | 0 | 0 | 0 | 0 | 0 | 0 | 0 | 0 | 0 | 0 | 0 | 0 | 0 | 0 | 0 | 0
| Accelerated Transition Away from Combustion | Total | 5.0324 | 5.0515 | 5.0707 | 5.09 | 5.1095 | 5.129 | 5.1487 | 5.1685 | 5.1885 | 5.2085 | 5.2287 | 5.249 | 5.2695 | 5.29 | 5.3107 | 5.3315 | 5.3525 | 5.3735 | 5.3948 | 5.4161 | 5.4376 | 5.4592 | 5.4809 | 5.5028 | 5.5248 | 5.547 | 5.5693 | 5.5917 | 5.6143 | 5.637 | 5.6598

## S3_Building Shells
Building Shells - Scenario 3: Accelerated Transition Away from Combustion
Annual building shell stocks and sales by shell type, for Accelerated Transition Away from Combustion.
Note: 2020 is a modeled year, reflecting historical trends.
Building Shell Sales (thousand buildings)
| Scenario | Shell Type | 2020 | 2021 | 2022 | 2023 | 2024 | 2025 | 2026 | 2027 | 2028 | 2029 | 2030 | 2031 | 2032 | 2033 | 2034 | 2035 | 2036 | 2037 | 2038 | 2039 | 2040 | 2041 | 2042 | 2043 | 2044 | 2045 | 2046 | 2047 | 2048 | 2049 | 2050
| Accelerated Transition Away from Combustion | Basic Shell | 29.0665 | 43.9632 | 56.4928 | 80.7536 | 102.6923 | 133.5111 | 164.4945 | 186.968 | 209.897 | 219.9261 | 230.1981 | 233.7015 | 237.2646 | 238.3245 | 239.3187 | 239.37 | 239.1557 | 238.2525 | 236.6493 | 233.9561 | 229.8802 | 224.1977 | 217.355 | 210.9703 | 208.3407 | 213.5812 | 228.2872 | 247.6783 | 262.5733 | 267.9405 | 266.2108
| Accelerated Transition Away from Combustion | Deep Shell | 21.3926 | 27.1747 | 31.1346 | 38.0795 | 44.2795 | 53.4044 | 62.7361 | 69.5412 | 76.5374 | 79.592 | 82.7368 | 83.8085 | 84.9018 | 85.2226 | 85.52 | 88.3222 | 91.0164 | 93.5229 | 95.7221 | 97.4504 | 98.5201 | 96.0847 | 93.1521 | 90.4159 | 89.2889 | 91.5347 | 97.8374 | 106.1478 | 112.5314 | 114.8317 | 114.0903
| Accelerated Transition Away from Combustion | Reference Shell | 309.1417 | 323.0981 | 309.6499 | 263.4144 | 219.3678 | 169.1141 | 122.9961 | 90.5375 | 58.9044 | 44.9318 | 31.0706 | 26.2774 | 21.4961 | 19.9886 | 18.4773 | 15.1956 | 11.909 | 8.8652 | 5.8295 | 2.881 | 0 | 0 | 0 | 0 | 0 | 0 | 0 | 0 | 0 | 0 | 0
| Accelerated Transition Away from Combustion | Total | 359.6008 | 394.236 | 397.2773 | 382.2474 | 366.3396 | 356.0296 | 350.2267 | 347.0468 | 345.3388 | 344.4499 | 344.0054 | 343.7874 | 343.6626 | 343.5357 | 343.3161 | 342.8878 | 342.0811 | 340.6406 | 338.2009 | 334.2875 | 328.4003 | 320.2825 | 310.5071 | 301.3862 | 297.6295 | 305.1159 | 326.1246 | 353.8261 | 375.1047 | 382.7721 | 380.3012
Building Shell Sales Share (% of total sales)
| Scenario | Shell Type | 2020 | 2021 | 2022 | 2023 | 2024 | 2025 | 2026 | 2027 | 2028 | 2029 | 2030 | 2031 | 2032 | 2033 | 2034 | 2035 | 2036 | 2037 | 2038 | 2039 | 2040 | 2041 | 2042 | 2043 | 2044 | 2045 | 2046 | 2047 | 2048 | 2049 | 2050
| Accelerated Transition Away from Combustion | Basic Shell | 8.083% | 11.15% | 14.22% | 21.13% | 28.03% | 37.5% | 46.97% | 53.87% | 60.78% | 63.85% | 66.92% | 67.98% | 69.04% | 69.37% | 69.71% | 69.81% | 69.91% | 69.94% | 69.97% | 69.99% | 70% | 70% | 70% | 70% | 70% | 70% | 70% | 70% | 70% | 70% | 70%
| Accelerated Transition Away from Combustion | Deep Shell | 5.949% | 6.893% | 7.837% | 9.962% | 12.09% | 15% | 17.91% | 20.04% | 22.16% | 23.11% | 24.05% | 24.38% | 24.7% | 24.81% | 24.91% | 25.76% | 26.61% | 27.45% | 28.3% | 29.15% | 30% | 30% | 30% | 30% | 30% | 30% | 30% | 30% | 30% | 30% | 30%
| Accelerated Transition Away from Combustion | Reference Shell | 85.97% | 81.96% | 77.94% | 68.91% | 59.88% | 47.5% | 35.12% | 26.09% | 17.06% | 13.04% | 9.032% | 7.643% | 6.255% | 5.818% | 5.382% | 4.432% | 3.481% | 2.602% | 1.724% | 0.8618% | 0% | 0% | 0% | 0% | 0% | 0% | 0% | 0% | 0% | 0% | 0%
| Accelerated Transition Away from Combustion | Total | 100% | 100% | 100% | 100% | 100% | 100% | 100% | 100% | 100% | 100% | 100% | 100% | 100% | 100% | 100% | 100% | 100% | 100% | 100% | 100% | 100% | 100% | 100% | 100% | 100% | 100% | 100% | 100% | 100% | 100% | 100%
Building Shell Stocks (million buildings)
| Scenario | Shell Type | 2020 | 2021 | 2022 | 2023 | 2024 | 2025 | 2026 | 2027 | 2028 | 2029 | 2030 | 2031 | 2032 | 2033 | 2034 | 2035 | 2036 | 2037 | 2038 | 2039 | 2040 | 2041 | 2042 | 2043 | 2044 | 2045 | 2046 | 2047 | 2048 | 2049 | 2050
| Accelerated Transition Away from Combustion | Basic Shell | 0.048551 | 0.092514 | 0.14901 | 0.22976 | 0.33245 | 0.46596 | 0.63046 | 0.81743 | 1.0273 | 1.2472 | 1.4774 | 1.7111 | 1.9484 | 2.1867 | 2.426 | 2.6653 | 2.9043 | 3.1422 | 3.3782 | 3.6108 | 3.8383 | 4.0581 | 4.2679 | 4.4664 | 4.6549 | 4.8384 | 5.0234 | 5.212 | 5.3973 | 5.5679 | 5.7149
| Accelerated Transition Away from Combustion | Deep Shell | 0.037699 | 0.064873 | 0.096008 | 0.13409 | 0.17837 | 0.23177 | 0.29451 | 0.36405 | 0.44059 | 0.52018 | 0.60291 | 0.68672 | 0.77162 | 0.85683 | 0.94233 | 1.0306 | 1.1215 | 1.2148 | 1.3101 | 1.4066 | 1.5036 | 1.5969 | 1.6854 | 1.7683 | 1.846 | 1.9207 | 1.9954 | 2.0719 | 2.1482 | 2.2203 | 2.285
| Accelerated Transition Away from Combustion | Reference Shell | 8.2157 | 8.1566 | 8.081 | 7.9743 | 7.8394 | 7.6647 | 7.4497 | 7.2055 | 6.9314 | 6.6443 | 6.3438 | 6.0388 | 5.7291 | 5.4182 | 5.1061 | 4.7912 | 4.4741 | 4.1557 | 3.8373 | 3.521 | 3.2096 | 2.9094 | 2.6242 | 2.3559 | 2.1029 | 1.858 | 1.6115 | 1.3598 | 1.1115 | 0.88234 | 0.68408
| Accelerated Transition Away from Combustion | Total | 8.302 | 8.314 | 8.326 | 8.3381 | 8.3502 | 8.3624 | 8.3747 | 8.387 | 8.3993 | 8.4117 | 8.4241 | 8.4366 | 8.4492 | 8.4618 | 8.4744 | 8.4871 | 8.4999 | 8.5127 | 8.5255 | 8.5385 | 8.5514 | 8.5644 | 8.5775 | 8.5906 | 8.6038 | 8.617 | 8.6303 | 8.6437 | 8.6571 | 8.6705 | 8.684
Building Shell Summary Metrics
|  | Metric | 2020 | 2021 | 2022 | 2023 | 2024 | 2025 | 2026 | 2027 | 2028 | 2029 | 2030 | 2031 | 2032 | 2033 | 2034 | 2035 | 2036 | 2037 | 2038 | 2039 | 2040 | 2041 | 2042 | 2043 | 2044 | 2045 | 2046 | 2047 | 2048 | 2049 | 2050
|  | Basic Shell Sales Share | 8.083% | 11.15% | 14.22% | 21.13% | 28.03% | 37.5% | 46.97% | 53.87% | 60.78% | 63.85% | 66.92% | 67.98% | 69.04% | 69.37% | 69.71% | 69.81% | 69.91% | 69.94% | 69.97% | 69.99% | 70% | 70% | 70% | 70% | 70% | 70% | 70% | 70% | 70% | 70% | 70%
|  | Basic Shell Stock Share | 0.5848% | 1.113% | 1.79% | 2.756% | 3.981% | 5.572% | 7.528% | 9.746% | 12.23% | 14.83% | 17.54% | 20.28% | 23.06% | 25.84% | 28.63% | 31.4% | 34.17% | 36.91% | 39.62% | 42.29% | 44.88% | 47.38% | 49.76% | 51.99% | 54.1% | 56.15% | 58.21% | 60.3% | 62.35% | 64.22% | 65.81%
|  | Basic Shell Stock (million buildings) | 0.048551 | 0.092514 | 0.14901 | 0.22976 | 0.33245 | 0.46596 | 0.63046 | 0.81743 | 1.0273 | 1.2472 | 1.4774 | 1.7111 | 1.9484 | 2.1867 | 2.426 | 2.6653 | 2.9043 | 3.1422 | 3.3782 | 3.6108 | 3.8383 | 4.0581 | 4.2679 | 4.4664 | 4.6549 | 4.8384 | 5.0234 | 5.212 | 5.3973 | 5.5679 | 5.7149
|  | Deep Shell Sales Share | 5.949% | 6.893% | 7.837% | 9.962% | 12.09% | 15% | 17.91% | 20.04% | 22.16% | 23.11% | 24.05% | 24.38% | 24.7% | 24.81% | 24.91% | 25.76% | 26.61% | 27.45% | 28.3% | 29.15% | 30% | 30% | 30% | 30% | 30% | 30% | 30% | 30% | 30% | 30% | 30%
|  | Deep Shell Stock Share | 0.4541% | 0.7803% | 1.153% | 1.608% | 2.136% | 2.772% | 3.517% | 4.341% | 5.246% | 6.184% | 7.157% | 8.14% | 9.132% | 10.13% | 11.12% | 12.14% | 13.19% | 14.27% | 15.37% | 16.47% | 17.58% | 18.65% | 19.65% | 20.58% | 21.46% | 22.29% | 23.12% | 23.97% | 24.81% | 25.61% | 26.31%
|  | Deep Shell Stock (million buildings) | 0.037699 | 0.064873 | 0.096008 | 0.13409 | 0.17837 | 0.23177 | 0.29451 | 0.36405 | 0.44059 | 0.52018 | 0.60291 | 0.68672 | 0.77162 | 0.85683 | 0.94233 | 1.0306 | 1.1215 | 1.2148 | 1.3101 | 1.4066 | 1.5036 | 1.5969 | 1.6854 | 1.7683 | 1.846 | 1.9207 | 1.9954 | 2.0719 | 2.1482 | 2.2203 | 2.285

## S4_LDVs
LDVs - Scenario 4: Beyond 85% Reduction
Annual LDV stocks and sales by vehicle type, for Beyond 85% Reduction.
Note: 2020 is a modeled year, reflecting historical trends.
Light Duty Vehicles (LDVs) Sales (thousand vehicles)
| Scenario | Vehicle Type | 2020 | 2021 | 2022 | 2023 | 2024 | 2025 | 2026 | 2027 | 2028 | 2029 | 2030 | 2031 | 2032 | 2033 | 2034 | 2035 | 2036 | 2037 | 2038 | 2039 | 2040 | 2041 | 2042 | 2043 | 2044 | 2045 | 2046 | 2047 | 2048 | 2049 | 2050
| Beyond 85% Reductions | Battery Electric | 10.8408 | 21.5764 | 30.7831 | 49.5865 | 66.7564 | 87.9324 | 153.8841 | 674.2598 | 734.5395 | 383.593 | 471.8756 | 491.9304 | 513.3198 | 540.4173 | 566.5361 | 589.1881 | 605.62 | 638.6777 | 655.1425 | 654.8882 | 655.9108 | 660.9616 | 658.7319 | 642.7554 | 633.6819 | 629.8559 | 623.5239 | 622.6038 | 627.7652 | 608.8317 | 622.6561
| Beyond 85% Reductions | CNG | 0.11641 | 0.09974 | 0.08408 | 0.07046 | 0.05825 | 0.04661 | 0.03607 | 0.04683 | 0.02618 | 0.00599 | 0 | 0 | 0 | 0 | 0 | 0 | 0 | 0 | 0 | 0 | 0 | 0 | 0 | 0 | 0 | 0 | 0 | 0 | 0 | 0 | 0
| Beyond 85% Reductions | Diesel | 41.8412 | 37.335 | 32.9963 | 28.5606 | 24.1058 | 19.6662 | 15.5523 | 20.809 | 12.0222 | 2.9368 | 0 | 0 | 0 | 0 | 0 | 0 | 0 | 0 | 0 | 0 | 0 | 0 | 0 | 0 | 0 | 0 | 0 | 0 | 0 | 0 | 0
| Beyond 85% Reductions | Gasoline | 675.2268 | 640.9717 | 608.2344 | 559.7409 | 513.8192 | 418.9172 | 332.0653 | 179.6974 | 83.2968 | 42.4959 | 9.6301 | 7.4913 | 5.185 | 3.7027 | 2.0526 | 0 | 0 | 0 | 0 | 0 | 0 | 0 | 0 | 0 | 0 | 0 | 0 | 0 | 0 | 0 | 0
| Beyond 85% Reductions | Hydrogen Fuel Cell | 0 | 0 | 0 | 0 | 0 | 0 | 0 | 0 | 0 | 0 | 0 | 0 | 0 | 0 | 0 | 0 | 0 | 0 | 0 | 0 | 0 | 0 | 0 | 0 | 0 | 0 | 0 | 0 | 0 | 0 | 0
| Beyond 85% Reductions | Plug in Hybrid Electric | 6.6443 | 15.5603 | 24.9834 | 42.2403 | 59.4372 | 118.4817 | 130.5598 | 239.3714 | 123.5674 | 25.3548 | 0 | 0 | 0 | 0 | 0 | 0 | 0 | 0 | 0 | 0 | 0 | 0 | 0 | 0 | 0 | 0 | 0 | 0 | 0 | 0 | 0
| Beyond 85% Reductions | Total | 734.6695 | 715.5431 | 697.0814 | 680.1988 | 664.1769 | 645.0442 | 632.0976 | 1114.1844 | 953.4521 | 454.3865 | 481.5057 | 499.4217 | 518.5049 | 544.1201 | 568.5887 | 589.1881 | 605.62 | 638.6777 | 655.1425 | 654.8882 | 655.9108 | 660.9616 | 658.7319 | 642.7554 | 633.6819 | 629.8559 | 623.5239 | 622.6038 | 627.7652 | 608.8317 | 622.6561
Light Duty Vehicles (LDVs) Sales Shares (% of total sales)
| Scenario | Vehicle Type | 2020 | 2021 | 2022 | 2023 | 2024 | 2025 | 2026 | 2027 | 2028 | 2029 | 2030 | 2031 | 2032 | 2033 | 2034 | 2035 | 2036 | 2037 | 2038 | 2039 | 2040 | 2041 | 2042 | 2043 | 2044 | 2045 | 2046 | 2047 | 2048 | 2049 | 2050
| Beyond 85% Reductions | Battery Electric | 1.476% | 3.015% | 4.416% | 7.29% | 10.05% | 13.63% | 24.34% | 60.52% | 77.04% | 84.42% | 98% | 98.5% | 99% | 99.32% | 99.64% | 100% | 100% | 100% | 100% | 100% | 100% | 100% | 100% | 100% | 100% | 100% | 100% | 100% | 100% | 100% | 100%
| Beyond 85% Reductions | CNG | 0.01585% | 0.01394% | 0.01206% | 0.01036% | 0.00877% | 0.007226% | 0.005706% | 0.004203% | 0.002746% | 0.001318% | 0% | 0% | 0% | 0% | 0% | 0% | 0% | 0% | 0% | 0% | 0% | 0% | 0% | 0% | 0% | 0% | 0% | 0% | 0% | 0% | 0%
| Beyond 85% Reductions | Diesel | 5.695% | 5.218% | 4.733% | 4.199% | 3.629% | 3.049% | 2.46% | 1.868% | 1.261% | 0.6463% | 0% | 0% | 0% | 0% | 0% | 0% | 0% | 0% | 0% | 0% | 0% | 0% | 0% | 0% | 0% | 0% | 0% | 0% | 0% | 0% | 0%
| Beyond 85% Reductions | Gasoline | 91.91% | 89.58% | 87.25% | 82.29% | 77.36% | 64.94% | 52.53% | 16.13% | 8.736% | 9.352% | 2% | 1.5% | 1% | 0.6805% | 0.361% | 0% | 0% | 0% | 0% | 0% | 0% | 0% | 0% | 0% | 0% | 0% | 0% | 0% | 0% | 0% | 0%
| Beyond 85% Reductions | Hydrogen Fuel Cell | bar: 2020 to 2050
| Beyond 85% Reductions | Plug in Hybrid Electric | 0.9044% | 2.175% | 3.584% | 6.21% | 8.949% | 18.37% | 20.66% | 21.48% | 12.96% | 5.58% | 0% | 0% | 0% | 0% | 0% | 0% | 0% | 0% | 0% | 0% | 0% | 0% | 0% | 0% | 0% | 0% | 0% | 0% | 0% | 0% | 0%
Light Duty Vehicles (LDVs) Stocks (million vehicles)
| Scenario | Vehicle Type | 2020 | 2021 | 2022 | 2023 | 2024 | 2025 | 2026 | 2027 | 2028 | 2029 | 2030 | 2031 | 2032 | 2033 | 2034 | 2035 | 2036 | 2037 | 2038 | 2039 | 2040 | 2041 | 2042 | 2043 | 2044 | 2045 | 2046 | 2047 | 2048 | 2049 | 2050
| Beyond 85% Reductions | Battery Electric | 0.023623 | 0.044712 | 0.074898 | 0.12368 | 0.18924 | 0.27542 | 0.42668 | 1.0968 | 1.8221 | 2.1904 | 2.6426 | 3.1072 | 3.582 | 4.0713 | 4.5713 | 5.0759 | 5.5773 | 6.0897 | 6.5942 | 7.0721 | 7.5174 | 7.9259 | 8.2933 | 8.6116 | 8.8904 | 9.1369 | 9.35 | 9.5365 | 9.7038 | 9.8293 | 9.9474
| Beyond 85% Reductions | CNG | 0.001677 | 0.0016453 | 0.001605 | 0.0015566 | 0.0015006 | 0.0014381 | 0.0013694 | 0.0013156 | 0.0012439 | 0.0011538 | 0.0010589 | 0.00096736 | 0.00087949 | 0.00079186 | 0.00070539 | 0.00062148 | 0.00054153 | 0.00046654 | 0.00039717 | 0.0003345 | 0.00027825 | 0.00022819 | 0.00018492 | 0.00014876 | 0.00011883 | 9.409e-05 | 7.441e-05 | 5.795e-05 | 4.454e-05 | 3.497e-05 | 2.682e-05
| Beyond 85% Reductions | Diesel | 0.75019 | 0.73843 | 0.72272 | 0.70326 | 0.68032 | 0.65426 | 0.62504 | 0.60198 | 0.57073 | 0.53136 | 0.49047 | 0.4507 | 0.41215 | 0.37479 | 0.33872 | 0.30438 | 0.27173 | 0.24106 | 0.21242 | 0.18607 | 0.1622 | 0.14066 | 0.12138 | 0.10498 | 0.090368 | 0.076998 | 0.065108 | 0.054539 | 0.044545 | 0.037812 | 0.031073
| Beyond 85% Reductions | Gasoline | 9.4029 | 9.387 | 9.3566 | 9.2943 | 9.2018 | 9.0333 | 8.7919 | 7.9177 | 7.1148 | 6.7771 | 6.3843 | 5.9807 | 5.569 | 5.145 | 4.7128 | 4.2778 | 3.8481 | 3.409 | 2.9801 | 2.5796 | 2.2144 | 1.8876 | 1.6001 | 1.356 | 1.145 | 0.96025 | 0.80236 | 0.66513 | 0.54244 | 0.45467 | 0.37146
| Beyond 85% Reductions | Hydrogen Fuel Cell | 9.2e-07 | 8.4e-07 | 7.5e-07 | 6.7e-07 | 6e-07 | 5.2e-07 | 4.7e-07 | 4.1e-07 | 3.4e-07 | 2.9e-07 | 2.3e-07 | 1.9e-07 | 1.6e-07 | 1.3e-07 | 1e-07 | 7e-08 | 6e-08 | 4e-08 | 4e-08 | 1e-08 | 1e-08 | 0 | 0 | 0 | 0 | 0 | 0 | 0 | 0 | 0 | 0
| Beyond 85% Reductions | Plug in Hybrid Electric | 0.020929 | 0.035709 | 0.05986 | 0.10112 | 0.15928 | 0.27604 | 0.4039 | 0.63937 | 0.75685 | 0.77417 | 0.76426 | 0.75174 | 0.73585 | 0.71662 | 0.69371 | 0.66723 | 0.63709 | 0.60334 | 0.56539 | 0.52322 | 0.47603 | 0.42486 | 0.37331 | 0.32467 | 0.28056 | 0.24146 | 0.20734 | 0.17786 | 0.15257 | 0.13091 | 0.11217
| Beyond 85% Reductions | Total | 10.1993 | 10.2074 | 10.2156 | 10.2239 | 10.2322 | 10.2405 | 10.2488 | 10.2573 | 10.2657 | 10.2742 | 10.2827 | 10.2913 | 10.2999 | 10.3085 | 10.3172 | 10.326 | 10.3347 | 10.3436 | 10.3524 | 10.3613 | 10.3703 | 10.3793 | 10.3883 | 10.3974 | 10.4065 | 10.4157 | 10.4249 | 10.4341 | 10.4434 | 10.4527 | 10.4621
LDV ZEV Summary Metrics
|  | Metric | 2020 | 2021 | 2022 | 2023 | 2024 | 2025 | 2026 | 2027 | 2028 | 2029 | 2030 | 2031 | 2032 | 2033 | 2034 | 2035 | 2036 | 2037 | 2038 | 2039 | 2040 | 2041 | 2042 | 2043 | 2044 | 2045 | 2046 | 2047 | 2048 | 2049 | 2050
|  | Sales Share ZEVs | 2.38% | 5.19% | 8% | 13.5% | 19% | 32% | 45% | 82% | 90% | 90% | 98% | 98.5% | 99% | 99.32% | 99.64% | 100% | 100% | 100% | 100% | 100% | 100% | 100% | 100% | 100% | 100% | 100% | 100% | 100% | 100% | 100% | 100%
|  | Stock share ZEVs | 0.4368% | 0.7879% | 1.319% | 2.199% | 3.406% | 5.385% | 8.104% | 16.93% | 25.12% | 28.85% | 33.13% | 37.5% | 41.92% | 46.45% | 51.03% | 55.62% | 60.13% | 64.71% | 69.16% | 73.3% | 77.08% | 80.46% | 83.43% | 85.95% | 88.13% | 90.04% | 91.68% | 93.1% | 94.38% | 95.29% | 96.15%
|  | LDV ZEVs on the Road (million vehicles) | 0.044553 | 0.080422 | 0.13476 | 0.2248 | 0.34853 | 0.55145 | 0.83059 | 1.7362 | 2.5789 | 2.9646 | 3.4069 | 3.8589 | 4.3179 | 4.7879 | 5.265 | 5.7431 | 6.2144 | 6.6931 | 7.1596 | 7.5953 | 7.9934 | 8.3507 | 8.6666 | 8.9362 | 9.171 | 9.3783 | 9.5573 | 9.7144 | 9.8564 | 9.9602 | 10.0595

## S4_MHDVs
MHDVs - Scenario 4: Beyond 85% Reduction
Annual MHDV stocks and sales by vehicle type, for Beyond 85% Reduction.
Note: 2020 is a modeled year, reflecting historical trends.
Total Medium and Heavy Duty Vehicles (MDVs and HDVs) Sales (thousand vehicles)
| Scenario | Vehicle type | 2020 | 2021 | 2022 | 2023 | 2024 | 2025 | 2026 | 2027 | 2028 | 2029 | 2030 | 2031 | 2032 | 2033 | 2034 | 2035 | 2036 | 2037 | 2038 | 2039 | 2040 | 2041 | 2042 | 2043 | 2044 | 2045 | 2046 | 2047 | 2048 | 2049 | 2050
| Beyond 85% Reduction | Battery Electric | 0.11667 | 0.19703 | 0.27122 | 0.42172 | 0.57187 | 0.87107 | 1.1817 | 1.7188 | 2.2678 | 2.9707 | 3.6684 | 4.3565 | 5.066 | 5.6012 | 6.1169 | 6.4372 | 6.754 | 6.9493 | 7.158 | 7.3096 | 7.4722 | 7.6019 | 7.726 | 7.8187 | 7.8921 | 7.9594 | 7.9725 | 7.9679 | 7.9499 | 7.9233 | 7.8927
| Beyond 85% Reduction | CNG | 0.21226 | 0.19622 | 0.18608 | 0.18044 | 0.17793 | 0.17724 | 0.1774 | 0.17775 | 0.1778 | 0.17738 | 0.17639 | 0.17493 | 0.17309 | 0.17113 | 0.16932 | 0.16785 | 0.16702 | 0.16691 | 0.16761 | 0.16901 | 0.17093 | 0.17313 | 0.17533 | 0.17727 | 0.1788 | 0.17982 | 0.18032 | 0.18034 | 0.17998 | 0.17937 | 0.17863
| Beyond 85% Reduction | Diesel | 9.014 | 8.2873 | 7.8042 | 7.5079 | 7.3404 | 7.2302 | 7.144 | 7.0047 | 6.8381 | 6.6597 | 6.0118 | 4.9709 | 3.8578 | 2.9732 | 2.1291 | 1.576 | 1.0706 | 0.77614 | 0.51303 | 0.36888 | 0.24093 | 0.17249 | 0.11169 | 0.07961 | 0.05106 | 0 | 0 | 0 | 0 | 0 | 0
| Beyond 85% Reduction | Diesel Electric Hybrid | 0 | 0 | 0 | 0 | 0 | 0 | 0 | 0 | 0 | 0 | 0 | 0 | 0 | 0 | 0 | 0 | 0 | 0 | 0 | 0 | 0 | 0 | 0 | 0 | 0 | 0 | 0 | 0 | 0 | 0 | 0
| Beyond 85% Reduction | Gasoline | 4.4083 | 3.9876 | 3.6983 | 3.403 | 3.1745 | 2.8012 | 2.4425 | 1.8307 | 1.2148 | 0.3842 | 0 | 0 | 0 | 0 | 0 | 0 | 0 | 0 | 0 | 0 | 0 | 0 | 0 | 0 | 0 | 0 | 0 | 0 | 0 | 0 | 0
| Beyond 85% Reduction | Hydrogen Fuel Cell | 0.03888 | 0.08135 | 0.12002 | 0.18335 | 0.2464 | 0.36634 | 0.49579 | 0.72346 | 0.96373 | 1.2559 | 1.5516 | 1.8421 | 2.1668 | 2.4309 | 2.6797 | 2.8515 | 3.0093 | 3.115 | 3.2158 | 3.2898 | 3.3613 | 3.4169 | 3.4664 | 3.5018 | 3.5279 | 3.5537 | 3.5547 | 3.5496 | 3.5403 | 3.5287 | 3.5166
| Beyond 85% Reduction | Total | 13.7901 | 12.7495 | 12.0798 | 11.6964 | 11.511 | 11.4461 | 11.4414 | 11.4555 | 11.4622 | 11.4479 | 11.4081 | 11.3445 | 11.2638 | 11.1765 | 11.0951 | 11.0326 | 11.0008 | 11.0074 | 11.0544 | 11.1373 | 11.2454 | 11.3644 | 11.4794 | 11.5774 | 11.6498 | 11.6929 | 11.7075 | 11.6978 | 11.6701 | 11.6313 | 11.588
Medium and Heavy Duty Vehicles (MDVs and HDVs) Sales Share (% of total sales)
| Scenario | Vehicle type | 2020 | 2021 | 2022 | 2023 | 2024 | 2025 | 2026 | 2027 | 2028 | 2029 | 2030 | 2031 | 2032 | 2033 | 2034 | 2035 | 2036 | 2037 | 2038 | 2039 | 2040 | 2041 | 2042 | 2043 | 2044 | 2045 | 2046 | 2047 | 2048 | 2049 | 2050
| Beyond 85% Reduction | Battery Electric | 0.846% | 1.545% | 2.245% | 3.606% | 4.968% | 7.61% | 10.33% | 15% | 19.79% | 25.95% | 32.16% | 38.4% | 44.98% | 50.12% | 55.13% | 58.35% | 61.4% | 63.13% | 64.75% | 65.63% | 66.45% | 66.89% | 67.3% | 67.53% | 67.74% | 68.07% | 68.1% | 68.11% | 68.12% | 68.12% | 68.11%
| Beyond 85% Reduction | CNG | 1.539% | 1.539% | 1.54% | 1.543% | 1.546% | 1.548% | 1.551% | 1.552% | 1.551% | 1.549% | 1.546% | 1.542% | 1.537% | 1.531% | 1.526% | 1.521% | 1.518% | 1.516% | 1.516% | 1.518% | 1.52% | 1.523% | 1.527% | 1.531% | 1.535% | 1.538% | 1.54% | 1.542% | 1.542% | 1.542% | 1.542%
| Beyond 85% Reduction | Diesel | 65.37% | 65% | 64.61% | 64.19% | 63.77% | 63.17% | 62.44% | 61.15% | 59.66% | 58.17% | 52.7% | 43.82% | 34.25% | 26.6% | 19.19% | 14.29% | 9.732% | 7.051% | 4.641% | 3.312% | 2.142% | 1.518% | 0.973% | 0.6876% | 0.4383% | 0% | 0% | 0% | 0% | 0% | 0%
| Beyond 85% Reduction | Diesel Electric Hybrid | bar: 2020 to 2050
| Beyond 85% Reduction | Gasoline | 31.97% | 31.28% | 30.62% | 29.09% | 27.58% | 24.47% | 21.35% | 15.98% | 10.6% | 3.356% | 0% | 0% | 0% | 0% | 0% | 0% | 0% | 0% | 0% | 0% | 0% | 0% | 0% | 0% | 0% | 0% | 0% | 0% | 0% | 0% | 0%
| Beyond 85% Reduction | Hydrogen Fuel Cell | 0.2819% | 0.6381% | 0.9936% | 1.568% | 2.141% | 3.201% | 4.333% | 6.315% | 8.408% | 10.97% | 13.6% | 16.24% | 19.24% | 21.75% | 24.15% | 25.85% | 27.35% | 28.3% | 29.09% | 29.54% | 29.89% | 30.07% | 30.2% | 30.25% | 30.28% | 30.39% | 30.36% | 30.34% | 30.34% | 30.34% | 30.35%
| Beyond 85% Reduction | Total | 100% | 100% | 100% | 100% | 100% | 100% | 100% | 100% | 100% | 100% | 100% | 100% | 100% | 100% | 100% | 100% | 100% | 100% | 100% | 100% | 100% | 100% | 100% | 100% | 100% | 100% | 100% | 100% | 100% | 100% | 100%
Total Medium and Heavy Duty Vehicles (MDVs and HDVs) Stocks (thousand vehicles)
| Scenario | Vehicle type | 2020 | 2021 | 2022 | 2023 | 2024 | 2025 | 2026 | 2027 | 2028 | 2029 | 2030 | 2031 | 2032 | 2033 | 2034 | 2035 | 2036 | 2037 | 2038 | 2039 | 2040 | 2041 | 2042 | 2043 | 2044 | 2045 | 2046 | 2047 | 2048 | 2049 | 2050
| Beyond 85% Reduction | Battery Electric | 0.17059 | 0.36752 | 0.63863 | 1.0602 | 1.6319 | 2.5026 | 3.6836 | 5.401 | 7.6662 | 10.6322 | 14.2924 | 18.6353 | 23.6793 | 29.2458 | 35.3094 | 41.6667 | 48.3038 | 55.0858 | 62.009 | 68.996 | 76.0331 | 83.0592 | 90.0368 | 96.8996 | 103.5907 | 110.0657 | 116.2322 | 122.0363 | 127.432 | 132.3839 | 136.8683
| Beyond 85% Reduction | CNG | 0.82013 | 0.99305 | 1.157 | 1.3161 | 1.4729 | 1.6288 | 1.7845 | 1.9395 | 2.0934 | 2.2448 | 2.3925 | 2.5352 | 2.6715 | 2.7999 | 2.9194 | 3.0288 | 3.1276 | 3.2152 | 3.2914 | 3.3564 | 3.4106 | 3.4546 | 3.4894 | 3.516 | 3.5359 | 3.5503 | 3.5606 | 3.568 | 3.5734 | 3.5777 | 3.5813
| Beyond 85% Reduction | Diesel | 149.6327 | 149.7045 | 149.7337 | 149.7232 | 149.6739 | 149.5644 | 149.3776 | 149.0456 | 148.5423 | 147.8661 | 146.5607 | 144.2461 | 140.8599 | 136.6355 | 131.6118 | 126.072 | 120.0501 | 113.741 | 107.1609 | 100.4191 | 93.532 | 86.5717 | 79.5716 | 72.5981 | 65.7017 | 58.9132 | 52.3395 | 46.0368 | 40.0586 | 34.4539 | 29.2652
| Beyond 85% Reduction | Diesel Electric Hybrid | 0 | 0 | 0 | 0 | 0 | 0 | 0 | 0 | 0 | 0 | 0 | 0 | 0 | 0 | 0 | 0 | 0 | 0 | 0 | 0 | 0 | 0 | 0 | 0 | 0 | 0 | 0 | 0 | 0 | 0 | 0
| Beyond 85% Reduction | Gasoline | 78.0508 | 77.681 | 77.2507 | 76.6521 | 75.8824 | 74.7557 | 73.2678 | 71.1628 | 68.4435 | 64.9083 | 61.0184 | 57.1727 | 53.3835 | 49.66 | 46.0075 | 42.4276 | 38.9195 | 35.4814 | 32.113 | 28.8181 | 25.6062 | 22.4941 | 19.5049 | 16.6667 | 14.0101 | 11.5649 | 9.357 | 7.4054 | 5.7208 | 4.3038 | 3.1452
| Beyond 85% Reduction | Hydrogen Fuel Cell | 0.05633 | 0.13768 | 0.25768 | 0.44103 | 0.6874 | 1.0536 | 1.5492 | 2.2721 | 3.2348 | 4.4889 | 6.0372 | 7.8738 | 10.0316 | 12.4482 | 15.1058 | 17.924 | 20.8844 | 23.9293 | 27.0462 | 30.1999 | 33.3773 | 36.5503 | 39.6988 | 42.7936 | 45.8089 | 48.7274 | 51.5074 | 54.1263 | 56.565 | 58.8084 | 60.8465
| Beyond 85% Reduction | Total | 228.7305 | 228.8838 | 229.0378 | 229.1927 | 229.3485 | 229.5051 | 229.6627 | 229.821 | 229.9802 | 230.1403 | 230.3012 | 230.4631 | 230.6258 | 230.7894 | 230.9539 | 231.1192 | 231.2855 | 231.4526 | 231.6206 | 231.7895 | 231.9593 | 232.1299 | 232.3015 | 232.474 | 232.6474 | 232.8216 | 232.9968 | 233.1729 | 233.3498 | 233.5277 | 233.7065
MHDV ZEV Summary Metrics
|  | Metric | 2020 | 2021 | 2022 | 2023 | 2024 | 2025 | 2026 | 2027 | 2028 | 2029 | 2030 | 2031 | 2032 | 2033 | 2034 | 2035 | 2036 | 2037 | 2038 | 2039 | 2040 | 2041 | 2042 | 2043 | 2044 | 2045 | 2046 | 2047 | 2048 | 2049 | 2050
|  | Sales Share ZEVs | 2.667% | 3.722% | 4.779% | 6.716% | 8.654% | 12.36% | 16.21% | 22.87% | 29.74% | 38.47% | 47.3% | 56.18% | 65.75% | 73.4% | 80.81% | 85.71% | 90.27% | 92.95% | 95.36% | 96.69% | 97.86% | 98.48% | 99.03% | 99.31% | 99.56% | 100% | 100% | 100% | 100% | 100% | 100%
|  | Stock share ZEVs | 0.4578% | 0.6546% | 0.8965% | 1.229% | 1.653% | 2.259% | 3.055% | 4.183% | 5.65% | 7.546% | 9.866% | 12.6% | 15.78% | 19.28% | 23.09% | 27.09% | 31.27% | 35.53% | 39.87% | 44.24% | 48.64% | 53.02% | 57.35% | 61.6% | 65.74% | 69.73% | 73.52% | 77.08% | 80.38% | 83.4% | 86.13%
|  | MHDV ZEVs on the Road (thousand vehicles) | 1.047 | 1.4982 | 2.0534 | 2.8174 | 3.7922 | 5.185 | 7.0172 | 9.6126 | 12.9944 | 17.3659 | 22.7222 | 29.0444 | 36.3824 | 44.4939 | 53.3346 | 62.6196 | 72.3158 | 82.2302 | 92.3467 | 102.5523 | 112.821 | 123.0641 | 133.225 | 143.2092 | 152.9355 | 162.3435 | 171.3003 | 179.7306 | 187.5704 | 194.77 | 201.2961

## S4_Space Heating-Res
Residential Space Heating - Scenario 4: Beyond 85% Reduction
Annual residential space heating stocks and sales by device type, for Beyond 85% Reduction.
Note: 2020 is a modeled year, reflecting historical trends.
| Total: All Households | [6 empty] | Single Family Households | [8 empty] | Multi Family Households | [9 empty] | All Households, with Heat Pump Breakdown
All building types
Residential Space Heating Sales (thousand devices)
|  | Scenario | Device Category | 2020 | 2021 | 2022 | 2023 | 2024 | 2025 | 2026 | 2027 | 2028 | 2029 | 2030 | 2031 | 2032 | 2033 | 2034 | 2035 | 2036 | 2037 | 2038 | 2039 | 2040 | 2041 | 2042 | 2043 | 2044 | 2045 | 2046 | 2047 | 2048 | 2049 | 2050
|  | Beyond 85% Reductions | Reference Distillate | 29.6054 | 22.9522 | 16.2022 | 9.8549 | 4.3445 | 0 | 0 | 0 | 0 | 0 | 0 | 0 | 0 | 0 | 0 | 0 | 0 | 0 | 0 | 0 | 0 | 0 | 0 | 0 | 0 | 0 | 0 | 0 | 0 | 0 | 0
|  | Beyond 85% Reductions | Reference Natural Gas | 223.0834 | 185.6386 | 143.9201 | 92.9262 | 44.1321 | 0 | 0 | 0 | 0 | 0 | 0 | 0 | 0 | 0 | 0 | 0 | 0 | 0 | 0 | 0 | 0 | 0 | 0 | 0 | 0 | 0 | 0 | 0 | 0 | 0 | 0
|  | Beyond 85% Reductions | Reference Electric | 26.8613 | 26.0328 | 24.4892 | 22.3213 | 19.6556 | 16.6336 | 13.3905 | 18.9964 | 10.6011 | 2.9018 | 1.2025 | 1.0053 | 0.78629 | 0.54571 | 0.28379 | 0 | 0 | 0 | 0 | 0 | 0 | 0 | 0 | 0 | 0 | 0 | 0 | 0 | 0 | 0 | 0
|  | Beyond 85% Reductions | Efficient Distillate | 0 | 4.1511 | 7.8144 | 10.6947 | 12.5728 | 13.3192 | 10.7386 | 15.3552 | 8.59 | 1.8867 | 0 | 0 | 0 | 0 | 0 | 0 | 0 | 0 | 0 | 0 | 0 | 0 | 0 | 0 | 0 | 0 | 0 | 0 | 0 | 0 | 0
|  | Beyond 85% Reductions | Efficient Natural Gas | 29.6054 | 93.4702 | 156.623 | 209.6258 | 245.6066 | 267.4772 | 242.2056 | 254.7405 | 122.5829 | 52.8338 | 11.6756 | 9.759 | 7.631 | 5.2955 | 2.7538 | 0 | 0 | 0 | 0 | 0 | 0 | 0 | 0 | 0 | 0 | 0 | 0 | 0 | 0 | 0 | 0
|  | Beyond 85% Reductions | Heat Pump | 0 | 0.97264 | 4.4265 | 24.1386 | 55.2041 | 92.3223 | 129.444 | 469.0039 | 498.4409 | 225.3532 | 283.8972 | 297.7098 | 311.9711 | 326.8022 | 342.415 | 359.1451 | 374.1406 | 390.9138 | 409.8261 | 430.9502 | 453.8711 | 477.5469 | 500.316 | 520.1231 | 534.9688 | 543.4823 | 545.4033 | 541.7271 | 534.384 | 525.5726 | 517.093
|  | Beyond 85% Reductions | Other | 17.9383 | 17.3937 | 16.3571 | 14.8956 | 13.0998 | 11.069 | 8.8964 | 12.6007 | 7.0385 | 1.572 | 0.04908 | 0.04027 | 0.03097 | 0.02118 | 0.01089 | 0 | 0 | 0 | 0 | 0 | 0 | 0 | 0 | 0 | 0 | 0 | 0 | 0 | 0 | 0 | 0
|  | Beyond 85% Reductions | Total | 327.0937 | 350.6112 | 369.8326 | 384.4571 | 394.6155 | 400.8213 | 404.6751 | 770.6968 | 647.2534 | 284.5475 | 296.8244 | 308.5144 | 320.4194 | 332.6646 | 345.4635 | 359.1451 | 374.1406 | 390.9138 | 409.8261 | 430.9502 | 453.8711 | 477.5469 | 500.316 | 520.1231 | 534.9688 | 543.4823 | 545.4033 | 541.7271 | 534.384 | 525.5726 | 517.093
Residential Space Heating Sales Share (% total sales)
|  | Scenario | Device Category | 2020 | 2021 | 2022 | 2023 | 2024 | 2025 | 2026 | 2027 | 2028 | 2029 | 2030 | 2031 | 2032 | 2033 | 2034 | 2035 | 2036 | 2037 | 2038 | 2039 | 2040 | 2041 | 2042 | 2043 | 2044 | 2045 | 2046 | 2047 | 2048 | 2049 | 2050
|  | Beyond 85% Reductions | Reference Distillate | 9.051% | 6.546% | 4.381% | 2.563% | 1.101% | 0% | 0% | 0% | 0% | 0% | 0% | 0% | 0% | 0% | 0% | 0% | 0% | 0% | 0% | 0% | 0% | 0% | 0% | 0% | 0% | 0% | 0% | 0% | 0% | 0% | 0%
|  | Beyond 85% Reductions | Reference Natural Gas | 68.2% | 52.95% | 38.91% | 24.17% | 11.18% | 0% | 0% | 0% | 0% | 0% | 0% | 0% | 0% | 0% | 0% | 0% | 0% | 0% | 0% | 0% | 0% | 0% | 0% | 0% | 0% | 0% | 0% | 0% | 0% | 0% | 0%
|  | Beyond 85% Reductions | Reference Electric | 8.212% | 7.425% | 6.622% | 5.806% | 4.981% | 4.15% | 3.309% | 2.465% | 1.638% | 1.02% | 0.4051% | 0.3259% | 0.2454% | 0.164% | 0.08215% | 0% | 0% | 0% | 0% | 0% | 0% | 0% | 0% | 0% | 0% | 0% | 0% | 0% | 0% | 0% | 0%
|  | Beyond 85% Reductions | Efficient Distillate | 0% | 1.184% | 2.113% | 2.782% | 3.186% | 3.323% | 2.654% | 1.992% | 1.327% | 0.6631% | 0% | 0% | 0% | 0% | 0% | 0% | 0% | 0% | 0% | 0% | 0% | 0% | 0% | 0% | 0% | 0% | 0% | 0% | 0% | 0% | 0%
|  | Beyond 85% Reductions | Efficient Natural Gas | 9.051% | 26.66% | 42.35% | 54.53% | 62.24% | 66.73% | 59.85% | 33.05% | 18.94% | 18.57% | 3.934% | 3.163% | 2.382% | 1.592% | 0.7971% | 0% | 0% | 0% | 0% | 0% | 0% | 0% | 0% | 0% | 0% | 0% | 0% | 0% | 0% | 0% | 0%
|  | Beyond 85% Reductions | Heat Pump | 0% | 0.2774% | 1.197% | 6.279% | 13.99% | 23.03% | 31.99% | 60.85% | 77.01% | 79.2% | 95.64% | 96.5% | 97.36% | 98.24% | 99.12% | 100% | 100% | 100% | 100% | 100% | 100% | 100% | 100% | 100% | 100% | 100% | 100% | 100% | 100% | 100% | 100%
|  | Beyond 85% Reductions | Other | 5.484% | 4.961% | 4.423% | 3.874% | 3.32% | 2.762% | 2.198% | 1.635% | 1.087% | 0.5524% | 0.01654% | 0.01305% | 0.009665% | 0.006367% | 0.003152% | 0% | 0% | 0% | 0% | 0% | 0% | 0% | 0% | 0% | 0% | 0% | 0% | 0% | 0% | 0% | 0%
|  | Beyond 85% Reductions | Total | 100% | 100% | 100% | 100% | 100% | 100% | 100% | 100% | 100% | 100% | 100% | 100% | 100% | 100% | 100% | 100% | 100% | 100% | 100% | 100% | 100% | 100% | 100% | 100% | 100% | 100% | 100% | 100% | 100% | 100% | 100%
|  | Beyond 85% Reductions | Ductless Air Source Heat Pump | 0% | 0.2683% | 1.035% | 5.173% | 11.22% | 18.28% | 25.24% | 47.74% | 60.19% | 61.67% | 73.93% | 74.61% | 75.3% | 76% | 76.7% | 77.42% | 77.37% | 77.33% | 77.3% | 77.26% | 77.23% | 77.18% | 77.12% | 77.06% | 76.98% | 76.89% | 76.8% | 76.72% | 76.64% | 76.58% | 76.54%
|  | Beyond 85% Reductions | Ground Source Heat Pump | 0% | 0.009073% | 0.162% | 1.105% | 2.769% | 4.749% | 6.749% | 13.11% | 16.82% | 17.53% | 21.71% | 21.89% | 22.06% | 22.24% | 22.41% | 22.58% | 22.63% | 22.67% | 22.7% | 22.74% | 22.77% | 22.82% | 22.88% | 22.94% | 23.02% | 23.11% | 23.2% | 23.28% | 23.36% | 23.42% | 23.46%
|  | Beyond 85% Reductions | Hybrid Gas Electric Heat Pump | bar: 2020 to 2050
|  | Beyond 85% Reductions | Hybrid Oil Electric Heat Pump | bar: 2020 to 2050
| Note: This is the sum of hybrid gas electric and hybrid oil electric | Beyond 85% Reductions | Hybrid Heat Pump | bar: 2020 to 2050
Residential Space Heating Stocks (million devices)
|  | Scenario | Device Category | 2020 | 2021 | 2022 | 2023 | 2024 | 2025 | 2026 | 2027 | 2028 | 2029 | 2030 | 2031 | 2032 | 2033 | 2034 | 2035 | 2036 | 2037 | 2038 | 2039 | 2040 | 2041 | 2042 | 2043 | 2044 | 2045 | 2046 | 2047 | 2048 | 2049 | 2050
|  | Beyond 85% Reductions | Reference Distillate | 1.3992 | 1.3662 | 1.322 | 1.2678 | 1.2054 | 1.1367 | 1.067 | 0.99696 | 0.92708 | 0.85781 | 0.78946 | 0.7223 | 0.65661 | 0.59267 | 0.53079 | 0.47132 | 0.41465 | 0.36115 | 0.31118 | 0.26506 | 0.22306 | 0.18534 | 0.15196 | 0.12289 | 0.097976 | 0.07697 | 0.059558 | 0.045371 | 0.034016 | 0.02509 | 0.018205
|  | Beyond 85% Reductions | Reference Natural Gas | 5.4251 | 5.3863 | 5.2923 | 5.1369 | 4.9253 | 4.665 | 4.4023 | 3.7716 | 3.2659 | 3.1246 | 2.9712 | 2.8063 | 2.6313 | 2.4476 | 2.2574 | 2.0632 | 1.8677 | 1.674 | 1.4849 | 1.3031 | 1.131 | 0.97048 | 0.82293 | 0.68931 | 0.57009 | 0.46534 | 0.37472 | 0.29761 | 0.23308 | 0.17996 | 0.13695
|  | Beyond 85% Reductions | Reference Electric | 0.65112 | 0.64745 | 0.64017 | 0.6292 | 0.61459 | 0.59649 | 0.57515 | 0.55975 | 0.53653 | 0.50629 | 0.4751 | 0.44446 | 0.41435 | 0.38474 | 0.35563 | 0.32704 | 0.2993 | 0.27248 | 0.24665 | 0.22187 | 0.19819 | 0.17567 | 0.15434 | 0.13425 | 0.11543 | 0.097961 | 0.081894 | 0.067309 | 0.054277 | 0.042852 | 0.033054
|  | Beyond 85% Reductions | Efficient Distillate | 0 | 0.0041511 | 0.011966 | 0.02266 | 0.035233 | 0.048551 | 0.059285 | 0.074631 | 0.083198 | 0.08504 | 0.084956 | 0.084813 | 0.084579 | 0.084218 | 0.083681 | 0.082913 | 0.081851 | 0.080427 | 0.078569 | 0.07621 | 0.073293 | 0.069775 | 0.06564 | 0.060904 | 0.055624 | 0.049896 | 0.043861 | 0.037692 | 0.031585 | 0.02574 | 0.020344
|  | Beyond 85% Reductions | Efficient Natural Gas | 0.047525 | 0.14099 | 0.29762 | 0.50723 | 0.7528 | 1.0202 | 1.2622 | 1.5164 | 1.638 | 1.6892 | 1.6979 | 1.703 | 1.7035 | 1.6982 | 1.6861 | 1.6657 | 1.6385 | 1.6035 | 1.5594 | 1.5054 | 1.4408 | 1.3655 | 1.2798 | 1.1848 | 1.082 | 0.9736 | 0.86235 | 0.75119 | 0.64313 | 0.54095 | 0.44696
|  | Beyond 85% Reductions | Heat Pump | 0 | 0.00097264 | 0.0053992 | 0.029538 | 0.084741 | 0.17706 | 0.30649 | 0.77546 | 1.2738 | 1.4988 | 1.7819 | 2.0779 | 2.3863 | 2.7063 | 3.0369 | 3.3766 | 3.7203 | 4.0659 | 4.4112 | 4.7541 | 5.0926 | 5.4247 | 5.7486 | 6.0623 | 6.3637 | 6.6505 | 6.9205 | 7.1714 | 7.4013 | 7.6086 | 7.7926
|  | Beyond 85% Reductions | Other | 0.43422 | 0.42575 | 0.41578 | 0.40431 | 0.39136 | 0.37694 | 0.36104 | 0.34961 | 0.33337 | 0.31239 | 0.29055 | 0.26934 | 0.24873 | 0.22872 | 0.20931 | 0.19055 | 0.17246 | 0.1551 | 0.13849 | 0.12269 | 0.10771 | 0.093589 | 0.080375 | 0.068111 | 0.056846 | 0.046636 | 0.037526 | 0.029551 | 0.02272 | 0.017012 | 0.012373
|  | Beyond 85% Reductions | Total | 7.9571 | 7.9719 | 7.9853 | 7.9977 | 8.0094 | 8.0209 | 8.0335 | 8.0444 | 8.0579 | 8.0741 | 8.0911 | 8.1081 | 8.1253 | 8.1425 | 8.1598 | 8.1773 | 8.1948 | 8.2125 | 8.2304 | 8.2484 | 8.2667 | 8.2851 | 8.3037 | 8.3225 | 8.3416 | 8.3609 | 8.3804 | 8.4002 | 8.4201 | 8.4402 | 8.4605
|  | Beyond 85% Reductions | Ductless Air Source Heat Pump | 0 | 0.00094083 | 0.0047684 | 0.024657 | 0.068934 | 0.14222 | 0.24434 | 0.61226 | 1.0017 | 1.1769 | 1.3956 | 1.6241 | 1.862 | 2.1084 | 2.3623 | 2.6219 | 2.8826 | 3.1421 | 3.3981 | 3.6484 | 3.891 | 4.1242 | 4.3468 | 4.5581 | 4.7577 | 4.9452 | 5.1203 | 5.2825 | 5.4309 | 5.5646 | 5.6825
|  | Beyond 85% Reductions | Ground Source Heat Pump | 0 | 3.181e-05 | 0.00063084 | 0.0048809 | 0.015807 | 0.034844 | 0.062156 | 0.1632 | 0.27207 | 0.32192 | 0.38633 | 0.45376 | 0.52427 | 0.59789 | 0.6747 | 0.75476 | 0.83774 | 0.92378 | 1.013 | 1.1057 | 1.2016 | 1.3005 | 1.4018 | 1.5041 | 1.606 | 1.7053 | 1.8002 | 1.8889 | 1.9704 | 2.044 | 2.1101
|  | Beyond 85% Reductions | Hybrid Gas Electric Heat Pump | 0 | 0 | 0 | 0 | 0 | 0 | 0 | 0 | 0 | 0 | 0 | 0 | 0 | 0 | 0 | 0 | 0 | 0 | 0 | 0 | 0 | 0 | 0 | 0 | 0 | 0 | 0 | 0 | 0 | 0 | 0
|  | Beyond 85% Reductions | Hybrid Oil Electric Heat Pump | 0 | 0 | 0 | 0 | 0 | 0 | 0 | 0 | 0 | 0 | 0 | 0 | 0 | 0 | 0 | 0 | 0 | 0 | 0 | 0 | 0 | 0 | 0 | 0 | 0 | 0 | 0 | 0 | 0 | 0 | 0
| Note: This is the sum of hybrid gas electric and hybrid oil electric | Beyond 85% Reductions | Hybrid Heat Pump | 0 | 0 | 0 | 0 | 0 | 0 | 0 | 0 | 0 | 0 | 0 | 0 | 0 | 0 | 0 | 0 | 0 | 0 | 0 | 0 | 0 | 0 | 0 | 0 | 0 | 0 | 0 | 0 | 0 | 0 | 0
HP Summary Metrics
|  |  | Metric | 2020 | 2021 | 2022 | 2023 | 2024 | 2025 | 2026 | 2027 | 2028 | 2029 | 2030 | 2031 | 2032 | 2033 | 2034 | 2035 | 2036 | 2037 | 2038 | 2039 | 2040 | 2041 | 2042 | 2043 | 2044 | 2045 | 2046 | 2047 | 2048 | 2049 | 2050
|  |  | Sales Share | 0% | 0.2774% | 1.197% | 6.279% | 13.99% | 23.03% | 31.99% | 60.85% | 77.01% | 79.2% | 95.64% | 96.5% | 97.36% | 98.24% | 99.12% | 100% | 100% | 100% | 100% | 100% | 100% | 100% | 100% | 100% | 100% | 100% | 100% | 100% | 100% | 100% | 100%
|  |  | Stock share HP | 0% | 0.0122% | 0.06761% | 0.3693% | 1.058% | 2.207% | 3.815% | 9.64% | 15.81% | 18.56% | 22.02% | 25.63% | 29.37% | 33.24% | 37.22% | 41.29% | 45.4% | 49.51% | 53.6% | 57.64% | 61.6% | 65.48% | 69.23% | 72.84% | 76.29% | 79.54% | 82.58% | 85.37% | 87.9% | 90.15% | 92.11%
|  |  | Total HP Stock (million devices) | 0 | 0.00097264 | 0.0053992 | 0.029538 | 0.084741 | 0.17706 | 0.30649 | 0.77546 | 1.2738 | 1.4988 | 1.7819 | 2.0779 | 2.3863 | 2.7063 | 3.0369 | 3.3766 | 3.7203 | 4.0659 | 4.4112 | 4.7541 | 5.0926 | 5.4247 | 5.7486 | 6.0623 | 6.3637 | 6.6505 | 6.9205 | 7.1714 | 7.4013 | 7.6086 | 7.7926
|  |  | Total Diesel Stock (million devices) | 1.3992 | 1.3704 | 1.334 | 1.2905 | 1.2406 | 1.1853 | 1.1263 | 1.0716 | 1.0103 | 0.94285 | 0.87441 | 0.80712 | 0.74119 | 0.67688 | 0.61447 | 0.55424 | 0.4965 | 0.44157 | 0.38975 | 0.34127 | 0.29635 | 0.25511 | 0.2176 | 0.1838 | 0.1536 | 0.12687 | 0.10342 | 0.083063 | 0.0656 | 0.050831 | 0.038549
Single Family
Residential Space Heating Sales (thousand devices)
|  | Scenario | Device Category | 2020 | 2021 | 2022 | 2023 | 2024 | 2025 | 2026 | 2027 | 2028 | 2029 | 2030 | 2031 | 2032 | 2033 | 2034 | 2035 | 2036 | 2037 | 2038 | 2039 | 2040 | 2041 | 2042 | 2043 | 2044 | 2045 | 2046 | 2047 | 2048 | 2049 | 2050
|  | Beyond 85% Reductions | Reference Distillate | 13.977 | 10.8212 | 7.6293 | 4.6353 | 2.0415 | 0 | 0 | 0 | 0 | 0 | 0 | 0 | 0 | 0 | 0 | 0 | 0 | 0 | 0 | 0 | 0 | 0 | 0 | 0 | 0 | 0 | 0 | 0 | 0 | 0 | 0
|  | Beyond 85% Reductions | Reference Natural Gas | 101.6389 | 84.5386 | 65.4531 | 42.2231 | 20.035 | 0 | 0 | 0 | 0 | 0 | 0 | 0 | 0 | 0 | 0 | 0 | 0 | 0 | 0 | 0 | 0 | 0 | 0 | 0 | 0 | 0 | 0 | 0 | 0 | 0 | 0
|  | Beyond 85% Reductions | Reference Electric | 11.8346 | 11.466 | 10.7794 | 9.8169 | 8.6365 | 7.3017 | 5.8725 | 8.3393 | 4.6615 | 1.0256 | 0 | 0 | 0 | 0 | 0 | 0 | 0 | 0 | 0 | 0 | 0 | 0 | 0 | 0 | 0 | 0 | 0 | 0 | 0 | 0 | 0
|  | Beyond 85% Reductions | Efficient Distillate | 0 | 2.029 | 3.8147 | 5.2148 | 6.1246 | 6.4828 | 5.2234 | 7.4426 | 4.1664 | 0.91972 | 0 | 0 | 0 | 0 | 0 | 0 | 0 | 0 | 0 | 0 | 0 | 0 | 0 | 0 | 0 | 0 | 0 | 0 | 0 | 0 | 0
|  | Beyond 85% Reductions | Efficient Natural Gas | 13.977 | 43.4303 | 72.6081 | 97.3587 | 113.6452 | 123.422 | 111.8058 | 117.0512 | 56.32 | 24.5737 | 0 | 0 | 0 | 0 | 0 | 0 | 0 | 0 | 0 | 0 | 0 | 0 | 0 | 0 | 0 | 0 | 0 | 0 | 0 | 0 | 0
|  | Beyond 85% Reductions | Heat Pump | 0 | 0.43466 | 2.0044 | 10.7103 | 25.2592 | 42.6159 | 59.9575 | 217.6187 | 231.9225 | 105.7613 | 138.5445 | 143.5953 | 148.7869 | 154.1722 | 159.8378 | 165.9169 | 172.5864 | 180.0386 | 188.4255 | 197.7791 | 207.9249 | 218.4177 | 228.5401 | 237.394 | 244.0907 | 247.9975 | 248.9514 | 247.3321 | 243.9389 | 239.7163 | 235.4727
|  | Beyond 85% Reductions | Other | 11.7014 | 11.345 | 10.6663 | 9.7101 | 8.5363 | 7.2102 | 5.7928 | 8.211 | 4.586 | 1.0069 | 0 | 0 | 0 | 0 | 0 | 0 | 0 | 0 | 0 | 0 | 0 | 0 | 0 | 0 | 0 | 0 | 0 | 0 | 0 | 0 | 0
|  | Beyond 85% Reductions | Total | 153.1289 | 164.0647 | 172.9553 | 179.6692 | 184.2784 | 187.0327 | 188.652 | 358.6629 | 301.6562 | 133.2873 | 138.5445 | 143.5953 | 148.7869 | 154.1722 | 159.8378 | 165.9169 | 172.5864 | 180.0386 | 188.4255 | 197.7791 | 207.9249 | 218.4177 | 228.5401 | 237.394 | 244.0907 | 247.9975 | 248.9514 | 247.3321 | 243.9389 | 239.7163 | 235.4727
Residential Space Heating Sales Share (% total sales)
|  | Scenario | Device Category | 2020 | 2021 | 2022 | 2023 | 2024 | 2025 | 2026 | 2027 | 2028 | 2029 | 2030 | 2031 | 2032 | 2033 | 2034 | 2035 | 2036 | 2037 | 2038 | 2039 | 2040 | 2041 | 2042 | 2043 | 2044 | 2045 | 2046 | 2047 | 2048 | 2049 | 2050
|  | Beyond 85% Reductions | Reference Distillate | 9.128% | 6.596% | 4.411% | 2.58% | 1.108% | 0% | 0% | 0% | 0% | 0% | 0% | 0% | 0% | 0% | 0% | 0% | 0% | 0% | 0% | 0% | 0% | 0% | 0% | 0% | 0% | 0% | 0% | 0% | 0% | 0% | 0%
|  | Beyond 85% Reductions | Reference Natural Gas | 66.37% | 51.53% | 37.84% | 23.5% | 10.87% | 0% | 0% | 0% | 0% | 0% | 0% | 0% | 0% | 0% | 0% | 0% | 0% | 0% | 0% | 0% | 0% | 0% | 0% | 0% | 0% | 0% | 0% | 0% | 0% | 0% | 0%
|  | Beyond 85% Reductions | Reference Electric | 7.728% | 6.989% | 6.232% | 5.464% | 4.687% | 3.904% | 3.113% | 2.325% | 1.545% | 0.7695% | 0% | 0% | 0% | 0% | 0% | 0% | 0% | 0% | 0% | 0% | 0% | 0% | 0% | 0% | 0% | 0% | 0% | 0% | 0% | 0% | 0%
|  | Beyond 85% Reductions | Efficient Distillate | 0% | 1.237% | 2.206% | 2.902% | 3.324% | 3.466% | 2.769% | 2.075% | 1.381% | 0.69% | 0% | 0% | 0% | 0% | 0% | 0% | 0% | 0% | 0% | 0% | 0% | 0% | 0% | 0% | 0% | 0% | 0% | 0% | 0% | 0% | 0%
|  | Beyond 85% Reductions | Efficient Natural Gas | 9.128% | 26.47% | 41.98% | 54.19% | 61.67% | 65.99% | 59.27% | 32.64% | 18.67% | 18.44% | 0% | 0% | 0% | 0% | 0% | 0% | 0% | 0% | 0% | 0% | 0% | 0% | 0% | 0% | 0% | 0% | 0% | 0% | 0% | 0% | 0%
|  | Beyond 85% Reductions | Heat Pump | 0% | 0.2649% | 1.159% | 5.961% | 13.71% | 22.79% | 31.78% | 60.67% | 76.88% | 79.35% | 100% | 100% | 100% | 100% | 100% | 100% | 100% | 100% | 100% | 100% | 100% | 100% | 100% | 100% | 100% | 100% | 100% | 100% | 100% | 100% | 100%
|  | Beyond 85% Reductions | Other | 7.642% | 6.915% | 6.167% | 5.404% | 4.632% | 3.855% | 3.071% | 2.289% | 1.52% | 0.7555% | 0% | 0% | 0% | 0% | 0% | 0% | 0% | 0% | 0% | 0% | 0% | 0% | 0% | 0% | 0% | 0% | 0% | 0% | 0% | 0% | 0%
|  | Beyond 85% Reductions | Total | bar: 2020 to 2050
Residential Space Heating Stocks (million devices)
|  | Scenario | Device Category | 2020 | 2021 | 2022 | 2023 | 2024 | 2025 | 2026 | 2027 | 2028 | 2029 | 2030 | 2031 | 2032 | 2033 | 2034 | 2035 | 2036 | 2037 | 2038 | 2039 | 2040 | 2041 | 2042 | 2043 | 2044 | 2045 | 2046 | 2047 | 2048 | 2049 | 2050
|  | Beyond 85% Reductions | Reference Distillate | 0.65254 | 0.6369 | 0.61597 | 0.59036 | 0.56089 | 0.52855 | 0.49577 | 0.46287 | 0.43011 | 0.39768 | 0.36572 | 0.33436 | 0.3037 | 0.27388 | 0.24504 | 0.21735 | 0.19097 | 0.16609 | 0.14287 | 0.12147 | 0.102 | 0.084538 | 0.069122 | 0.055724 | 0.044272 | 0.034646 | 0.026695 | 0.020243 | 0.015102 | 0.011082 | 0.0079977
|  | Beyond 85% Reductions | Reference Natural Gas | 2.4638 | 2.4472 | 2.4054 | 2.3355 | 2.24 | 2.1224 | 2.0036 | 1.7137 | 1.4813 | 1.4177 | 1.3487 | 1.2747 | 1.196 | 1.1134 | 1.0278 | 0.94033 | 0.85212 | 0.76453 | 0.67887 | 0.59637 | 0.51814 | 0.44505 | 0.37779 | 0.3168 | 0.26231 | 0.21437 | 0.17285 | 0.13746 | 0.1078 | 0.083349 | 0.063515
|  | Beyond 85% Reductions | Reference Electric | 0.29079 | 0.28907 | 0.28575 | 0.28078 | 0.2742 | 0.26608 | 0.25653 | 0.2496 | 0.23923 | 0.22553 | 0.21113 | 0.19706 | 0.18331 | 0.16988 | 0.15678 | 0.14402 | 0.13164 | 0.11965 | 0.10809 | 0.096993 | 0.086388 | 0.076301 | 0.066757 | 0.05778 | 0.049396 | 0.041637 | 0.034533 | 0.02812 | 0.022428 | 0.017476 | 0.013267
|  | Beyond 85% Reductions | Efficient Distillate | 0 | 0.002029 | 0.0058436 | 0.011058 | 0.017183 | 0.023665 | 0.028887 | 0.036324 | 0.04048 | 0.041377 | 0.041337 | 0.041267 | 0.041153 | 0.040977 | 0.040715 | 0.040341 | 0.039823 | 0.039129 | 0.038224 | 0.037075 | 0.035654 | 0.033941 | 0.031928 | 0.029622 | 0.027051 | 0.024264 | 0.021327 | 0.018325 | 0.015354 | 0.012511 | 0.0098871
|  | Beyond 85% Reductions | Efficient Natural Gas | 0.020363 | 0.063793 | 0.1364 | 0.23375 | 0.34739 | 0.47077 | 0.58247 | 0.6993 | 0.75519 | 0.77899 | 0.77766 | 0.77553 | 0.77225 | 0.76742 | 0.76058 | 0.7512 | 0.73873 | 0.72263 | 0.70237 | 0.67755 | 0.64789 | 0.61332 | 0.57401 | 0.53045 | 0.48339 | 0.43388 | 0.38316 | 0.33262 | 0.28365 | 0.23754 | 0.19533
|  | Beyond 85% Reductions | Heat Pump | 0 | 0.00043466 | 0.0024391 | 0.013149 | 0.038408 | 0.081023 | 0.14098 | 0.35858 | 0.59045 | 0.69607 | 0.83427 | 0.9771 | 1.1243 | 1.2756 | 1.4302 | 1.5876 | 1.7469 | 1.907 | 2.067 | 2.226 | 2.3829 | 2.5369 | 2.6869 | 2.8322 | 2.9716 | 3.1041 | 3.2285 | 3.3439 | 3.4492 | 3.5439 | 3.6275
|  | Beyond 85% Reductions | Other | 0.28388 | 0.27818 | 0.27153 | 0.26393 | 0.25538 | 0.24588 | 0.23544 | 0.22793 | 0.21729 | 0.20355 | 0.18924 | 0.17534 | 0.16185 | 0.14875 | 0.13606 | 0.1238 | 0.11198 | 0.10064 | 0.089804 | 0.079489 | 0.069719 | 0.060519 | 0.051914 | 0.043935 | 0.036615 | 0.029988 | 0.024086 | 0.018928 | 0.014519 | 0.010843 | 0.0078639
|  | Beyond 85% Reductions | Total | 3.7114 | 3.7176 | 3.7233 | 3.7285 | 3.7335 | 3.7383 | 3.7437 | 3.7483 | 3.754 | 3.7609 | 3.7681 | 3.7753 | 3.7826 | 3.7899 | 3.7973 | 3.8047 | 3.8121 | 3.8197 | 3.8273 | 3.8349 | 3.8427 | 3.8505 | 3.8585 | 3.8665 | 3.8746 | 3.8828 | 3.8912 | 3.8996 | 3.9081 | 3.9167 | 3.9253
HP Summary Metrics
|  |  | Metric | 2020 | 2021 | 2022 | 2023 | 2024 | 2025 | 2026 | 2027 | 2028 | 2029 | 2030 | 2031 | 2032 | 2033 | 2034 | 2035 | 2036 | 2037 | 2038 | 2039 | 2040 | 2041 | 2042 | 2043 | 2044 | 2045 | 2046 | 2047 | 2048 | 2049 | 2050
|  |  | Sales Share | 0% | 0.2649% | 1.159% | 5.961% | 13.71% | 22.79% | 31.78% | 60.67% | 76.88% | 79.35% | 100% | 100% | 100% | 100% | 100% | 100% | 100% | 100% | 100% | 100% | 100% | 100% | 100% | 100% | 100% | 100% | 100% | 100% | 100% | 100% | 100%
|  |  | Stock share HP | 0% | 0.01169% | 0.06551% | 0.3527% | 1.029% | 2.167% | 3.766% | 9.566% | 15.73% | 18.51% | 22.14% | 25.88% | 29.72% | 33.66% | 37.67% | 41.73% | 45.82% | 49.93% | 54.01% | 58.05% | 62.01% | 65.88% | 69.64% | 73.25% | 76.69% | 79.94% | 82.97% | 85.75% | 88.26% | 90.48% | 92.41%
|  |  | Total HP Stock (million devices) | 0 | 0.00043466 | 0.0024391 | 0.013149 | 0.038408 | 0.081023 | 0.14098 | 0.35858 | 0.59045 | 0.69607 | 0.83427 | 0.9771 | 1.1243 | 1.2756 | 1.4302 | 1.5876 | 1.7469 | 1.907 | 2.067 | 2.226 | 2.3829 | 2.5369 | 2.6869 | 2.8322 | 2.9716 | 3.1041 | 3.2285 | 3.3439 | 3.4492 | 3.5439 | 3.6275
Multi-Family
Residential Space Heating Sales (thousand devices)
|  | Scenario | Device Category | 2020 | 2021 | 2022 | 2023 | 2024 | 2025 | 2026 | 2027 | 2028 | 2029 | 2030 | 2031 | 2032 | 2033 | 2034 | 2035 | 2036 | 2037 | 2038 | 2039 | 2040 | 2041 | 2042 | 2043 | 2044 | 2045 | 2046 | 2047 | 2048 | 2049 | 2050
|  | Beyond 85% Reductions | Reference Distillate | 15.6284 | 12.131 | 8.5729 | 5.2195 | 2.3029 | 0 | 0 | 0 | 0 | 0 | 0 | 0 | 0 | 0 | 0 | 0 | 0 | 0 | 0 | 0 | 0 | 0 | 0 | 0 | 0 | 0 | 0 | 0 | 0 | 0 | 0
|  | Beyond 85% Reductions | Reference Natural Gas | 121.4445 | 101.1 | 78.467 | 50.7032 | 24.097 | 0 | 0 | 0 | 0 | 0 | 0 | 0 | 0 | 0 | 0 | 0 | 0 | 0 | 0 | 0 | 0 | 0 | 0 | 0 | 0 | 0 | 0 | 0 | 0 | 0 | 0
|  | Beyond 85% Reductions | Reference Electric | 15.0268 | 14.5668 | 13.7099 | 12.5043 | 11.0191 | 9.332 | 7.518 | 10.6571 | 5.9397 | 1.8763 | 1.2025 | 1.0053 | 0.78629 | 0.54571 | 0.28379 | 0 | 0 | 0 | 0 | 0 | 0 | 0 | 0 | 0 | 0 | 0 | 0 | 0 | 0 | 0 | 0
|  | Beyond 85% Reductions | Efficient Distillate | 0 | 2.1221 | 3.9997 | 5.4799 | 6.4483 | 6.8363 | 5.5152 | 7.9127 | 4.4237 | 0.96699 | 0 | 0 | 0 | 0 | 0 | 0 | 0 | 0 | 0 | 0 | 0 | 0 | 0 | 0 | 0 | 0 | 0 | 0 | 0 | 0 | 0
|  | Beyond 85% Reductions | Efficient Natural Gas | 15.6284 | 50.0399 | 84.0149 | 112.2671 | 131.9615 | 144.0552 | 130.3998 | 137.6893 | 66.2629 | 28.2601 | 11.6756 | 9.759 | 7.631 | 5.2955 | 2.7538 | 0 | 0 | 0 | 0 | 0 | 0 | 0 | 0 | 0 | 0 | 0 | 0 | 0 | 0 | 0 | 0
|  | Beyond 85% Reductions | Heat Pump | 0 | 0.53798 | 2.4221 | 13.4283 | 29.9448 | 49.7064 | 69.4865 | 251.3852 | 266.5185 | 119.5918 | 145.3527 | 154.1145 | 163.1842 | 172.63 | 182.5772 | 193.2282 | 201.5542 | 210.8752 | 221.4006 | 233.171 | 245.9462 | 259.1292 | 271.7759 | 282.729 | 290.8781 | 295.4848 | 296.452 | 294.395 | 290.445 | 285.8563 | 281.6202
|  | Beyond 85% Reductions | Other | 6.2368 | 6.0487 | 5.6908 | 5.1855 | 4.5635 | 3.8588 | 3.1036 | 4.3897 | 2.4525 | 0.56506 | 0.04908 | 0.04027 | 0.03097 | 0.02118 | 0.01089 | 0 | 0 | 0 | 0 | 0 | 0 | 0 | 0 | 0 | 0 | 0 | 0 | 0 | 0 | 0 | 0
|  | Beyond 85% Reductions | Total | 173.9648 | 186.5465 | 196.8774 | 204.7879 | 210.3371 | 213.7886 | 216.0231 | 412.0339 | 345.5972 | 151.2602 | 158.2799 | 164.9191 | 171.6325 | 178.4923 | 185.6257 | 193.2282 | 201.5542 | 210.8752 | 221.4006 | 233.171 | 245.9462 | 259.1292 | 271.7759 | 282.729 | 290.8781 | 295.4848 | 296.452 | 294.395 | 290.445 | 285.8563 | 281.6202
Residential Space Heating Sales Share (% total sales)
|  | Scenario | Device Category | 2020 | 2021 | 2022 | 2023 | 2024 | 2025 | 2026 | 2027 | 2028 | 2029 | 2030 | 2031 | 2032 | 2033 | 2034 | 2035 | 2036 | 2037 | 2038 | 2039 | 2040 | 2041 | 2042 | 2043 | 2044 | 2045 | 2046 | 2047 | 2048 | 2049 | 2050
|  | Beyond 85% Reductions | Reference Distillate | 8.984% | 6.503% | 4.354% | 2.549% | 1.095% | 0% | 0% | 0% | 0% | 0% | 0% | 0% | 0% | 0% | 0% | 0% | 0% | 0% | 0% | 0% | 0% | 0% | 0% | 0% | 0% | 0% | 0% | 0% | 0% | 0% | 0%
|  | Beyond 85% Reductions | Reference Natural Gas | 69.81% | 54.2% | 39.86% | 24.76% | 11.46% | 0% | 0% | 0% | 0% | 0% | 0% | 0% | 0% | 0% | 0% | 0% | 0% | 0% | 0% | 0% | 0% | 0% | 0% | 0% | 0% | 0% | 0% | 0% | 0% | 0% | 0%
|  | Beyond 85% Reductions | Reference Electric | 8.638% | 7.809% | 6.964% | 6.106% | 5.239% | 4.365% | 3.48% | 2.586% | 1.719% | 1.24% | 0.7597% | 0.6096% | 0.4581% | 0.3057% | 0.1529% | 0% | 0% | 0% | 0% | 0% | 0% | 0% | 0% | 0% | 0% | 0% | 0% | 0% | 0% | 0% | 0%
|  | Beyond 85% Reductions | Efficient Distillate | 0% | 1.138% | 2.032% | 2.676% | 3.066% | 3.198% | 2.553% | 1.92% | 1.28% | 0.6393% | 0% | 0% | 0% | 0% | 0% | 0% | 0% | 0% | 0% | 0% | 0% | 0% | 0% | 0% | 0% | 0% | 0% | 0% | 0% | 0% | 0%
|  | Beyond 85% Reductions | Efficient Natural Gas | 8.984% | 26.82% | 42.67% | 54.82% | 62.74% | 67.38% | 60.36% | 33.42% | 19.17% | 18.68% | 7.377% | 5.917% | 4.446% | 2.967% | 1.484% | 0% | 0% | 0% | 0% | 0% | 0% | 0% | 0% | 0% | 0% | 0% | 0% | 0% | 0% | 0% | 0%
|  | Beyond 85% Reductions | Heat Pump | 0% | 0.2884% | 1.23% | 6.557% | 14.24% | 23.25% | 32.17% | 61.01% | 77.12% | 79.06% | 91.83% | 93.45% | 95.08% | 96.72% | 98.36% | 100% | 100% | 100% | 100% | 100% | 100% | 100% | 100% | 100% | 100% | 100% | 100% | 100% | 100% | 100% | 100%
|  | Beyond 85% Reductions | Other | 3.585% | 3.242% | 2.891% | 2.532% | 2.17% | 1.805% | 1.437% | 1.065% | 0.7096% | 0.3736% | 0.03101% | 0.02442% | 0.01804% | 0.01187% | 0.005867% | 0% | 0% | 0% | 0% | 0% | 0% | 0% | 0% | 0% | 0% | 0% | 0% | 0% | 0% | 0% | 0%
|  | Beyond 85% Reductions | Total | 100% | 100% | 100% | 100% | 100% | 100% | 100% | 100% | 100% | 100% | 100% | 100% | 100% | 100% | 100% | 100% | 100% | 100% | 100% | 100% | 100% | 100% | 100% | 100% | 100% | 100% | 100% | 100% | 100% | 100% | 100%
Residential Space Heating Stocks (million devices)
|  | Scenario | Device Category | 2020 | 2021 | 2022 | 2023 | 2024 | 2025 | 2026 | 2027 | 2028 | 2029 | 2030 | 2031 | 2032 | 2033 | 2034 | 2035 | 2036 | 2037 | 2038 | 2039 | 2040 | 2041 | 2042 | 2043 | 2044 | 2045 | 2046 | 2047 | 2048 | 2049 | 2050
|  | Beyond 85% Reductions | Reference Distillate | 0.74661 | 0.72931 | 0.70606 | 0.67749 | 0.64451 | 0.60818 | 0.57126 | 0.53409 | 0.49697 | 0.46013 | 0.42373 | 0.38795 | 0.35291 | 0.31879 | 0.28574 | 0.25398 | 0.22368 | 0.19506 | 0.16831 | 0.1436 | 0.12106 | 0.1008 | 0.082839 | 0.067167 | 0.053704 | 0.042324 | 0.032862 | 0.025128 | 0.018914 | 0.014009 | 0.010207
|  | Beyond 85% Reductions | Reference Natural Gas | 2.9613 | 2.9391 | 2.887 | 2.8014 | 2.6853 | 2.5426 | 2.3987 | 2.0579 | 1.7847 | 1.7069 | 1.6225 | 1.5317 | 1.4353 | 1.3341 | 1.2295 | 1.1229 | 1.0156 | 0.90951 | 0.80606 | 0.70677 | 0.61289 | 0.52543 | 0.44515 | 0.37252 | 0.30779 | 0.25097 | 0.20188 | 0.16015 | 0.12527 | 0.096609 | 0.073436
|  | Beyond 85% Reductions | Reference Electric | 0.36033 | 0.35838 | 0.35443 | 0.34842 | 0.34039 | 0.33041 | 0.31862 | 0.31016 | 0.2973 | 0.28076 | 0.26397 | 0.2474 | 0.23104 | 0.21486 | 0.19885 | 0.18302 | 0.16766 | 0.15284 | 0.13856 | 0.12487 | 0.1118 | 0.099367 | 0.087582 | 0.076466 | 0.066038 | 0.056325 | 0.047361 | 0.039189 | 0.031849 | 0.025377 | 0.019787
|  | Beyond 85% Reductions | Efficient Distillate | 0 | 0.0021221 | 0.0061219 | 0.011602 | 0.01805 | 0.024886 | 0.030399 | 0.038306 | 0.042718 | 0.043662 | 0.04362 | 0.043546 | 0.043427 | 0.043241 | 0.042966 | 0.042572 | 0.042028 | 0.041298 | 0.040345 | 0.039135 | 0.037639 | 0.035834 | 0.033712 | 0.031282 | 0.028572 | 0.025632 | 0.022534 | 0.019367 | 0.016231 | 0.013229 | 0.010457
|  | Beyond 85% Reductions | Efficient Natural Gas | 0.027162 | 0.077202 | 0.16121 | 0.27348 | 0.40542 | 0.54942 | 0.67969 | 0.81711 | 0.88285 | 0.91017 | 0.92026 | 0.92748 | 0.93122 | 0.93082 | 0.9255 | 0.91446 | 0.89979 | 0.88085 | 0.85703 | 0.82784 | 0.79293 | 0.7522 | 0.70583 | 0.65434 | 0.59858 | 0.53972 | 0.47919 | 0.41858 | 0.35948 | 0.30341 | 0.25164
|  | Beyond 85% Reductions | Heat Pump | 0 | 0.00053798 | 0.0029601 | 0.016388 | 0.046333 | 0.096038 | 0.16552 | 0.41688 | 0.68333 | 0.80273 | 0.94764 | 1.1008 | 1.2619 | 1.4308 | 1.6067 | 1.789 | 1.9734 | 2.1589 | 2.3441 | 2.5281 | 2.7097 | 2.8878 | 3.0616 | 3.2301 | 3.3921 | 3.5464 | 3.692 | 3.8275 | 3.9521 | 4.0647 | 4.1651
|  | Beyond 85% Reductions | Other | 0.15034 | 0.14756 | 0.14425 | 0.14038 | 0.13599 | 0.13106 | 0.1256 | 0.12168 | 0.11608 | 0.10884 | 0.10132 | 0.094 | 0.086885 | 0.079968 | 0.073253 | 0.06675 | 0.060479 | 0.054455 | 0.048691 | 0.043197 | 0.037986 | 0.03307 | 0.028461 | 0.024176 | 0.020232 | 0.016647 | 0.01344 | 0.010623 | 0.008201 | 0.0061685 | 0.0045088
|  | Beyond 85% Reductions | Total | 4.2457 | 4.2542 | 4.262 | 4.2692 | 4.2759 | 4.2826 | 4.2898 | 4.2961 | 4.3039 | 4.3132 | 4.323 | 4.3328 | 4.3427 | 4.3526 | 4.3626 | 4.3726 | 4.3827 | 4.3929 | 4.4031 | 4.4135 | 4.424 | 4.4345 | 4.4452 | 4.456 | 4.467 | 4.4781 | 4.4893 | 4.5006 | 4.512 | 4.5235 | 4.5352
HP Summary Metrics
|  |  | Metric | 2020 | 2021 | 2022 | 2023 | 2024 | 2025 | 2026 | 2027 | 2028 | 2029 | 2030 | 2031 | 2032 | 2033 | 2034 | 2035 | 2036 | 2037 | 2038 | 2039 | 2040 | 2041 | 2042 | 2043 | 2044 | 2045 | 2046 | 2047 | 2048 | 2049 | 2050
|  |  | Sales Share | 0% | 0.2884% | 1.23% | 6.557% | 14.24% | 23.25% | 32.17% | 61.01% | 77.12% | 79.06% | 91.83% | 93.45% | 95.08% | 96.72% | 98.36% | 100% | 100% | 100% | 100% | 100% | 100% | 100% | 100% | 100% | 100% | 100% | 100% | 100% | 100% | 100% | 100%
|  |  | Stock share HP | 0% | 0.01265% | 0.06945% | 0.3839% | 1.084% | 2.243% | 3.858% | 9.704% | 15.88% | 18.61% | 21.92% | 25.41% | 29.06% | 32.87% | 36.83% | 40.91% | 45.03% | 49.14% | 53.24% | 57.28% | 61.25% | 65.12% | 68.88% | 72.49% | 75.94% | 79.2% | 82.24% | 85.05% | 87.59% | 89.86% | 91.84%
|  |  | Total HP Stock (million devices) | 0 | 0.00053798 | 0.0029601 | 0.016388 | 0.046333 | 0.096038 | 0.16552 | 0.41688 | 0.68333 | 0.80273 | 0.94764 | 1.1008 | 1.2619 | 1.4308 | 1.6067 | 1.789 | 1.9734 | 2.1589 | 2.3441 | 2.5281 | 2.7097 | 2.8878 | 3.0616 | 3.2301 | 3.3921 | 3.5464 | 3.692 | 3.8275 | 3.9521 | 4.0647 | 4.1651

## S4_Space Heating-Comm
Commercial Space Heating - Scenario 4: Beyond 85% Reduction
Annual commercial space heating stocks and sales by device type, for Beyond 85% Reduction.
Note: 2020 is a modeled year, reflecting historical trends.
Commercial Space Heating Sales By Category (million square feet)
| Scenario | Device Category | 2020 | 2021 | 2022 | 2023 | 2024 | 2025 | 2026 | 2027 | 2028 | 2029 | 2030 | 2031 | 2032 | 2033 | 2034 | 2035 | 2036 | 2037 | 2038 | 2039 | 2040 | 2041 | 2042 | 2043 | 2044 | 2045 | 2046 | 2047 | 2048 | 2049 | 2050
| Beyond 85% Reductions | Reference Natural Gas | 241.5493 | 201.8323 | 154.786 | 97.6603 | 44.9475 | 0 | 0 | 0 | 0 | 0 | 0 | 0 | 0 | 0 | 0 | 0 | 0 | 0 | 0 | 0 | 0 | 0 | 0 | 0 | 0 | 0 | 0 | 0 | 0 | 0 | 0
| Beyond 85% Reductions | Reference Distillate | 27.2168 | 24.1652 | 20.3353 | 16.1992 | 12.1923 | 8.6287 | 6.7187 | 7.786 | 4.3477 | 1.1121 | 0 | 0 | 0 | 0 | 0 | 0 | 0 | 0 | 0 | 0 | 0 | 0 | 0 | 0 | 0 | 0 | 0 | 0 | 0 | 0 | 0
| Beyond 85% Reductions | Reference Electric | 44.2273 | 43.034 | 40.0544 | 35.6932 | 30.4808 | 24.9273 | 19.4096 | 22.4929 | 12.5602 | 5.5073 | 4.806 | 4.0364 | 3.1789 | 2.2231 | 1.1646 | 0 | 0 | 0 | 0 | 0 | 0 | 0 | 0 | 0 | 0 | 0 | 0 | 0 | 0 | 0 | 0
| Beyond 85% Reductions | Efficient Distillate | 0 | 2.3172 | 4.3136 | 5.7658 | 6.5651 | 6.7112 | 5.2257 | 6.0558 | 3.3816 | 0.86493 | 0 | 0 | 0 | 0 | 0 | 0 | 0 | 0 | 0 | 0 | 0 | 0 | 0 | 0 | 0 | 0 | 0 | 0 | 0 | 0 | 0
| Beyond 85% Reductions | Efficient Natural Gas | 27.2168 | 96.463 | 165.6493 | 220.8102 | 249.6614 | 261.8135 | 228.2491 | 197.4188 | 95.6353 | 46.9536 | 42.6992 | 35.8621 | 28.2432 | 19.7512 | 10.3466 | 0 | 0 | 0 | 0 | 0 | 0 | 0 | 0 | 0 | 0 | 0 | 0 | 0 | 0 | 0 | 0
| Beyond 85% Reductions | Heat Pump | 0 | 0 | 0 | 16.1039 | 46.9327 | 81.4165 | 113.658 | 342.9885 | 367.1582 | 192.6863 | 211.2777 | 231.7841 | 253.8625 | 277.2865 | 302.0233 | 328.1709 | 343.1414 | 358.0661 | 372.0895 | 383.999 | 392.5555 | 396.8765 | 396.688 | 392.3726 | 384.8726 | 375.5511 | 366.041 | 358.0376 | 352.9965 | 351.7981 | 354.5244
| Beyond 85% Reductions | Other | 0 | 0 | 0 | 0 | 0 | 0 | 0 | 0 | 0 | 0 | 0 | 0 | 0 | 0 | 0 | 0 | 0 | 0 | 0 | 0 | 0 | 0 | 0 | 0 | 0 | 0 | 0 | 0 | 0 | 0 | 0
| Beyond 85% Reductions | Total | 340.2103 | 367.8117 | 385.1385 | 392.2326 | 390.7798 | 383.4972 | 373.2611 | 576.7421 | 483.083 | 247.1242 | 258.7829 | 271.6826 | 285.2846 | 299.2608 | 313.5345 | 328.1709 | 343.1414 | 358.0661 | 372.0895 | 383.999 | 392.5555 | 396.8765 | 396.688 | 392.3726 | 384.8726 | 375.5511 | 366.041 | 358.0376 | 352.9965 | 351.7981 | 354.5244
Commercial Space Heating Sales Share By Category (% total sales)
| Scenario | Device Category | 2020 | 2021 | 2022 | 2023 | 2024 | 2025 | 2026 | 2027 | 2028 | 2029 | 2030 | 2031 | 2032 | 2033 | 2034 | 2035 | 2036 | 2037 | 2038 | 2039 | 2040 | 2041 | 2042 | 2043 | 2044 | 2045 | 2046 | 2047 | 2048 | 2049 | 2050
| Beyond 85% Reductions | Reference Natural Gas | 71% | 54.87% | 40.19% | 24.9% | 11.5% | 0% | 0% | 0% | 0% | 0% | 0% | 0% | 0% | 0% | 0% | 0% | 0% | 0% | 0% | 0% | 0% | 0% | 0% | 0% | 0% | 0% | 0% | 0% | 0% | 0% | 0%
| Beyond 85% Reductions | Reference Distillate | 8% | 6.57% | 5.28% | 4.13% | 3.12% | 2.25% | 1.8% | 1.35% | 0.9% | 0.45% | 0% | 0% | 0% | 0% | 0% | 0% | 0% | 0% | 0% | 0% | 0% | 0% | 0% | 0% | 0% | 0% | 0% | 0% | 0% | 0% | 0%
| Beyond 85% Reductions | Reference Electric | 13% | 11.7% | 10.4% | 9.1% | 7.8% | 6.5% | 5.2% | 3.9% | 2.6% | 2.229% | 1.857% | 1.486% | 1.114% | 0.7429% | 0.3714% | 0% | 0% | 0% | 0% | 0% | 0% | 0% | 0% | 0% | 0% | 0% | 0% | 0% | 0% | 0% | 0%
| Beyond 85% Reductions | Efficient Distillate | 0% | 0.63% | 1.12% | 1.47% | 1.68% | 1.75% | 1.4% | 1.05% | 0.7% | 0.35% | 0% | 0% | 0% | 0% | 0% | 0% | 0% | 0% | 0% | 0% | 0% | 0% | 0% | 0% | 0% | 0% | 0% | 0% | 0% | 0% | 0%
| Beyond 85% Reductions | Efficient Natural Gas | 8% | 26.23% | 43.01% | 56.3% | 63.89% | 68.27% | 61.15% | 34.23% | 19.8% | 19% | 16.5% | 13.2% | 9.9% | 6.6% | 3.3% | 0% | 0% | 0% | 0% | 0% | 0% | 0% | 0% | 0% | 0% | 0% | 0% | 0% | 0% | 0% | 0%
| Beyond 85% Reductions | Heat Pump | 0% | 0% | 0% | 4.106% | 12.01% | 21.23% | 30.45% | 59.47% | 76% | 77.97% | 81.64% | 85.31% | 88.99% | 92.66% | 96.33% | 100% | 100% | 100% | 100% | 100% | 100% | 100% | 100% | 100% | 100% | 100% | 100% | 100% | 100% | 100% | 100%
| Beyond 85% Reductions | Other | bar: 2020 to 2050
| Beyond 85% Reductions | Total | 100% | 100% | 100% | 100% | 100% | 100% | 100% | 100% | 100% | 100% | 100% | 100% | 100% | 100% | 100% | 100% | 100% | 100% | 100% | 100% | 100% | 100% | 100% | 100% | 100% | 100% | 100% | 100% | 100% | 100% | 100%
| Beyond 85% Reductions | ASHP with Electric Backup | 0% | 0% | 0% | 3.28% | 9.571% | 16.88% | 24.15% | 46.92% | 60.01% | 61.56% | 64.29% | 67.1% | 69.92% | 72.72% | 75.53% | 78.33% | 78.25% | 78.16% | 78.07% | 77.98% | 77.89% | 77.8% | 77.73% | 77.66% | 77.61% | 77.56% | 77.52% | 77.48% | 77.44% | 77.39% | 77.33%
| Beyond 85% Reductions | Ground Source Heat Pump | 0% | 0% | 0% | 0.8257% | 2.439% | 4.353% | 6.3% | 12.55% | 15.99% | 16.42% | 17.35% | 18.21% | 19.07% | 19.93% | 20.8% | 21.67% | 21.75% | 21.84% | 21.93% | 22.02% | 22.11% | 22.2% | 22.27% | 22.34% | 22.39% | 22.44% | 22.48% | 22.52% | 22.56% | 22.61% | 22.67%
| Beyond 85% Reductions | ASHP with Fuel Backup | bar: 2020 to 2050
Commercial Space Heating Stocks By Category (billion square feet)
| Scenario | Device Category | 2020 | 2021 | 2022 | 2023 | 2024 | 2025 | 2026 | 2027 | 2028 | 2029 | 2030 | 2031 | 2032 | 2033 | 2034 | 2035 | 2036 | 2037 | 2038 | 2039 | 2040 | 2041 | 2042 | 2043 | 2044 | 2045 | 2046 | 2047 | 2048 | 2049 | 2050
| Beyond 85% Reductions | Reference Natural Gas | 3.573 | 3.5273 | 3.4222 | 3.2551 | 3.0365 | 2.7782 | 2.5276 | 2.071 | 1.7064 | 1.5775 | 1.4386 | 1.2911 | 1.1374 | 0.98133 | 0.82699 | 0.67881 | 0.54085 | 0.41656 | 0.30855 | 0.21848 | 0.14688 | 0.09307 | 0.05515 | 0.030314 | 0.015323 | 0.0070571 | 0.0029306 | 0.0010846 | 0.00035309 | 9.9627e-05 | 2.3971e-05
| Beyond 85% Reductions | Reference Distillate | 0.76581 | 0.73418 | 0.69597 | 0.65253 | 0.60539 | 0.556 | 0.5066 | 0.46046 | 0.41322 | 0.36523 | 0.31883 | 0.27541 | 0.23528 | 0.1987 | 0.16585 | 0.13676 | 0.11132 | 0.089333 | 0.070529 | 0.054636 | 0.041401 | 0.030585 | 0.021952 | 0.015248 | 0.010202 | 0.0065361 | 0.003981 | 0.0022849 | 0.0012234 | 0.00060431 | 0.00027207
| Beyond 85% Reductions | Reference Electric | 0.63445 | 0.63215 | 0.62464 | 0.61188 | 0.59415 | 0.57189 | 0.54557 | 0.52395 | 0.494 | 0.45856 | 0.42392 | 0.39 | 0.35665 | 0.32373 | 0.29101 | 0.2583 | 0.22668 | 0.19617 | 0.16697 | 0.13941 | 0.11393 | 0.090997 | 0.07095 | 0.053971 | 0.040034 | 0.028945 | 0.020386 | 0.013975 | 0.0093135 | 0.0060217 | 0.0037635
| Beyond 85% Reductions | Efficient Distillate | 0 | 0.0023172 | 0.0066308 | 0.012396 | 0.01896 | 0.025667 | 0.030878 | 0.036898 | 0.040204 | 0.040923 | 0.040666 | 0.040243 | 0.039591 | 0.038636 | 0.037305 | 0.035536 | 0.033289 | 0.030558 | 0.027386 | 0.023868 | 0.020148 | 0.016403 | 0.012824 | 0.0095822 | 0.006809 | 0.0045753 | 0.0028888 | 0.0017015 | 0.00092724 | 0.00046323 | 0.00020999
| Beyond 85% Reductions | Efficient Natural Gas | 0.059139 | 0.1556 | 0.32124 | 0.54199 | 0.79148 | 1.0528 | 1.28 | 1.4752 | 1.5666 | 1.6059 | 1.636 | 1.6519 | 1.6505 | 1.628 | 1.581 | 1.5063 | 1.4131 | 1.3016 | 1.1737 | 1.0331 | 0.88529 | 0.73674 | 0.59424 | 0.46387 | 0.35021 | 0.25573 | 0.18078 | 0.12387 | 0.082373 | 0.053149 | 0.03319
| Beyond 85% Reductions | Heat Pump | 0 | 0 | 0 | 0.016104 | 0.063037 | 0.14445 | 0.2581 | 0.60105 | 0.96806 | 1.1604 | 1.3707 | 1.6004 | 1.85 | 2.1196 | 2.4085 | 2.7158 | 3.0272 | 3.3393 | 3.6476 | 3.9466 | 4.2299 | 4.4914 | 4.7258 | 4.9298 | 5.1022 | 5.2441 | 5.3583 | 5.4488 | 5.5201 | 5.5766 | 5.6224
| Beyond 85% Reductions | Other | 0 | 0 | 0 | 0 | 0 | 0 | 0 | 0 | 0 | 0 | 0 | 0 | 0 | 0 | 0 | 0 | 0 | 0 | 0 | 0 | 0 | 0 | 0 | 0 | 0 | 0 | 0 | 0 | 0 | 0 | 0
| Beyond 85% Reductions | Total | 5.0324 | 5.0515 | 5.0707 | 5.09 | 5.1095 | 5.129 | 5.1487 | 5.1685 | 5.1885 | 5.2085 | 5.2287 | 5.249 | 5.2695 | 5.29 | 5.3107 | 5.3315 | 5.3525 | 5.3735 | 5.3948 | 5.4161 | 5.4376 | 5.4592 | 5.4809 | 5.5028 | 5.5248 | 5.547 | 5.5693 | 5.5917 | 5.6143 | 5.637 | 5.6598
| Beyond 85% Reductions | ASHP with Electric Backup | 0 | 0 | 0 | 0.012865 | 0.050266 | 0.11499 | 0.20512 | 0.47569 | 0.76549 | 0.91729 | 1.0829 | 1.2635 | 1.4597 | 1.6712 | 1.8977 | 2.1381 | 2.3815 | 2.625 | 2.8651 | 3.0973 | 3.3168 | 3.5187 | 3.699 | 3.8552 | 3.9865 | 4.0939 | 4.1796 | 4.2468 | 4.2991 | 4.3399 | 4.3722
| Beyond 85% Reductions | Ground Source Heat Pump | 0 | 0 | 0 | 0.0032387 | 0.012771 | 0.029464 | 0.052978 | 0.12536 | 0.20258 | 0.24306 | 0.28777 | 0.3368 | 0.39034 | 0.4484 | 0.51089 | 0.57766 | 0.64568 | 0.71427 | 0.78252 | 0.84925 | 0.9131 | 0.97268 | 1.0268 | 1.0746 | 1.1157 | 1.1502 | 1.1787 | 1.202 | 1.221 | 1.2368 | 1.2502
| Beyond 85% Reductions | ASHP with Fuel Backup | 0 | 0 | 0 | 0 | 0 | 0 | 0 | 0 | 0 | 0 | 0 | 0 | 0 | 0 | 0 | 0 | 0 | 0 | 0 | 0 | 0 | 0 | 0 | 0 | 0 | 0 | 0 | 0 | 0 | 0 | 0
HP Summary Metrics
|  | Metric | 2020 | 2021 | 2022 | 2023 | 2024 | 2025 | 2026 | 2027 | 2028 | 2029 | 2030 | 2031 | 2032 | 2033 | 2034 | 2035 | 2036 | 2037 | 2038 | 2039 | 2040 | 2041 | 2042 | 2043 | 2044 | 2045 | 2046 | 2047 | 2048 | 2049 | 2050
|  | Sales Share HP | 0% | 0% | 0% | 4.106% | 12.01% | 21.23% | 30.45% | 59.47% | 76% | 77.97% | 81.64% | 85.31% | 88.99% | 92.66% | 96.33% | 100% | 100% | 100% | 100% | 100% | 100% | 100% | 100% | 100% | 100% | 100% | 100% | 100% | 100% | 100% | 100%
|  | Stock share HP | 0% | 0% | 0% | 0.3164% | 1.234% | 2.816% | 5.013% | 11.63% | 18.66% | 22.28% | 26.21% | 30.49% | 35.11% | 40.07% | 45.35% | 50.94% | 56.56% | 62.14% | 67.61% | 72.87% | 77.79% | 82.27% | 86.22% | 89.59% | 92.35% | 94.54% | 96.21% | 97.44% | 98.32% | 98.93% | 99.34%
|  | Stock HP (billion square feet) | 0 | 0 | 0 | 0.016104 | 0.063037 | 0.14445 | 0.2581 | 0.60105 | 0.96806 | 1.1604 | 1.3707 | 1.6004 | 1.85 | 2.1196 | 2.4085 | 2.7158 | 3.0272 | 3.3393 | 3.6476 | 3.9466 | 4.2299 | 4.4914 | 4.7258 | 4.9298 | 5.1022 | 5.2441 | 5.3583 | 5.4488 | 5.5201 | 5.5766 | 5.6224

## S4_Water Heating-Res
Residential Water Heating - Scenario 4: Beyond 85% Reduction
Annual residential water heating stocks and sales by device type, for Beyond 85% Reduction.
Note: 2020 is a modeled year, reflecting historical trends.
Residential Water Heating Sales (thousand devices)
| Scenario | Category | 2020 | 2021 | 2022 | 2023 | 2024 | 2025 | 2026 | 2027 | 2028 | 2029 | 2030 | 2031 | 2032 | 2033 | 2034 | 2035 | 2036 | 2037 | 2038 | 2039 | 2040 | 2041 | 2042 | 2043 | 2044 | 2045 | 2046 | 2047 | 2048 | 2049 | 2050
| Beyond 85% Reductions | Reference Distillate | 102.6901 | 90.3499 | 74.851 | 58.167 | 41.8306 | 26.6504 | 12.7818 | 0 | 0 | 0 | 0 | 0 | 0 | 0 | 0 | 0 | 0 | 0 | 0 | 0 | 0 | 0 | 0 | 0 | 0 | 0 | 0 | 0 | 0 | 0 | 0
| Beyond 85% Reductions | Reference Natural Gas | 461.3115 | 457.5434 | 444.1615 | 400.8513 | 354.9921 | 305.6166 | 260.9082 | 143.4492 | 81.6149 | 74.1675 | 0 | 0 | 0 | 0 | 0 | 0 | 0 | 0 | 0 | 0 | 0 | 0 | 0 | 0 | 0 | 0 | 0 | 0 | 0 | 0 | 0
| Beyond 85% Reductions | Reference Electric | 84.5132 | 78.1102 | 69.0141 | 58.6226 | 48.1351 | 38.2897 | 29.3455 | 21.2397 | 13.7786 | 6.7584 | 0 | 0 | 0 | 0 | 0 | 0 | 0 | 0 | 0 | 0 | 0 | 0 | 0 | 0 | 0 | 0 | 0 | 0 | 0 | 0 | 0
| Beyond 85% Reductions | Efficient Natural Gas | 0 | 19.76 | 41.6405 | 52.6701 | 62.205 | 68.085 | 73.5824 | 43.8865 | 23.2624 | 26.89 | 0 | 0 | 0 | 0 | 0 | 0 | 0 | 0 | 0 | 0 | 0 | 0 | 0 | 0 | 0 | 0 | 0 | 0 | 0 | 0 | 0
| Beyond 85% Reductions | Heat Pump | 0 | 23.3297 | 38.746 | 81.9906 | 121.1064 | 164.3853 | 204.2908 | 355.1419 | 430.3462 | 431.2639 | 533.6797 | 532.9235 | 537.1261 | 546.3686 | 560.0156 | 576.3897 | 592.8317 | 606.2733 | 614.1782 | 615.4284 | 610.6715 | 601.9353 | 591.7731 | 582.4404 | 575.4559 | 571.5585 | 570.8687 | 573.0755 | 577.5804 | 583.6021 | 590.2671
| Beyond 85% Reductions | Other | 22.4704 | 19.7854 | 16.3869 | 12.7207 | 9.1331 | 5.8073 | 2.7792 | 0 | 0 | 0 | 0 | 0 | 0 | 0 | 0 | 0 | 0 | 0 | 0 | 0 | 0 | 0 | 0 | 0 | 0 | 0 | 0 | 0 | 0 | 0 | 0
| Beyond 85% Reductions | Total | 670.9852 | 688.8786 | 684.8 | 665.0225 | 637.4023 | 608.8343 | 583.6879 | 563.7173 | 549.002 | 539.0798 | 533.6797 | 532.9235 | 537.1261 | 546.3686 | 560.0156 | 576.3897 | 592.8317 | 606.2733 | 614.1782 | 615.4284 | 610.6715 | 601.9353 | 591.7731 | 582.4404 | 575.4559 | 571.5585 | 570.8687 | 573.0755 | 577.5804 | 583.6021 | 590.2671
Residential Water Heating Sales Share (% total sales)
| Scenario | Category | 2020 | 2021 | 2022 | 2023 | 2024 | 2025 | 2026 | 2027 | 2028 | 2029 | 2030 | 2031 | 2032 | 2033 | 2034 | 2035 | 2036 | 2037 | 2038 | 2039 | 2040 | 2041 | 2042 | 2043 | 2044 | 2045 | 2046 | 2047 | 2048 | 2049 | 2050
| Beyond 85% Reductions | Reference Distillate | 15.3% | 13.12% | 10.93% | 8.747% | 6.563% | 4.377% | 2.19% | 0% | 0% | 0% | 0% | 0% | 0% | 0% | 0% | 0% | 0% | 0% | 0% | 0% | 0% | 0% | 0% | 0% | 0% | 0% | 0% | 0% | 0% | 0% | 0%
| Beyond 85% Reductions | Reference Natural Gas | 68.75% | 66.42% | 64.86% | 60.28% | 55.69% | 50.2% | 44.7% | 25.45% | 14.87% | 13.76% | 0% | 0% | 0% | 0% | 0% | 0% | 0% | 0% | 0% | 0% | 0% | 0% | 0% | 0% | 0% | 0% | 0% | 0% | 0% | 0% | 0%
| Beyond 85% Reductions | Reference Electric | 12.6% | 11.34% | 10.08% | 8.815% | 7.552% | 6.289% | 5.028% | 3.768% | 2.51% | 1.254% | 0% | 0% | 0% | 0% | 0% | 0% | 0% | 0% | 0% | 0% | 0% | 0% | 0% | 0% | 0% | 0% | 0% | 0% | 0% | 0% | 0%
| Beyond 85% Reductions | Efficient Natural Gas | 0% | 2.868% | 6.081% | 7.92% | 9.759% | 11.18% | 12.61% | 7.785% | 4.237% | 4.988% | 0% | 0% | 0% | 0% | 0% | 0% | 0% | 0% | 0% | 0% | 0% | 0% | 0% | 0% | 0% | 0% | 0% | 0% | 0% | 0% | 0%
| Beyond 85% Reductions | Heat Pump | 0% | 3.387% | 5.658% | 12.33% | 19% | 27% | 35% | 63% | 78.39% | 80% | 100% | 100% | 100% | 100% | 100% | 100% | 100% | 100% | 100% | 100% | 100% | 100% | 100% | 100% | 100% | 100% | 100% | 100% | 100% | 100% | 100%
| Beyond 85% Reductions | Other | 3.349% | 2.872% | 2.393% | 1.913% | 1.433% | 0.9538% | 0.4761% | 0% | 0% | 0% | 0% | 0% | 0% | 0% | 0% | 0% | 0% | 0% | 0% | 0% | 0% | 0% | 0% | 0% | 0% | 0% | 0% | 0% | 0% | 0% | 0%
| Beyond 85% Reductions | Total | 100% | 100% | 100% | 100% | 100% | 100% | 100% | 100% | 100% | 100% | 100% | 100% | 100% | 100% | 100% | 100% | 100% | 100% | 100% | 100% | 100% | 100% | 100% | 100% | 100% | 100% | 100% | 100% | 100% | 100% | 100%
Residential Water Heating Stocks (million devices)
| Scenario | Category | 2020 | 2021 | 2022 | 2023 | 2024 | 2025 | 2026 | 2027 | 2028 | 2029 | 2030 | 2031 | 2032 | 2033 | 2034 | 2035 | 2036 | 2037 | 2038 | 2039 | 2040 | 2041 | 2042 | 2043 | 2044 | 2045 | 2046 | 2047 | 2048 | 2049 | 2050
| Beyond 85% Reductions | Reference Distillate | 1.2357 | 1.2232 | 1.1959 | 1.1549 | 1.1018 | 1.0379 | 0.96401 | 0.88057 | 0.79974 | 0.72112 | 0.64448 | 0.56975 | 0.49703 | 0.42655 | 0.35877 | 0.29442 | 0.23455 | 0.18038 | 0.13316 | 0.093827 | 0.062745 | 0.03959 | 0.023418 | 0.012888 | 0.006539 | 0.0030257 | 0.0012606 | 0.00046601 | 0.00015035 | 4.157e-05 | 9.64e-06
| Beyond 85% Reductions | Reference Natural Gas | 5.5828 | 5.5754 | 5.5575 | 5.5098 | 5.4353 | 5.3312 | 5.1997 | 4.9647 | 4.6785 | 4.3925 | 4.0378 | 3.6863 | 3.3362 | 2.9862 | 2.636 | 2.2873 | 1.9438 | 1.6118 | 1.2993 | 1.0146 | 0.76487 | 0.55461 | 0.38526 | 0.25519 | 0.1603 | 0.09486 | 0.052489 | 0.026915 | 0.012655 | 0.0053874 | 0.0020456
| Beyond 85% Reductions | Reference Electric | 1.033 | 1.025 | 1.0083 | 0.98377 | 0.95229 | 0.91463 | 0.87131 | 0.82256 | 0.7685 | 0.70915 | 0.64449 | 0.58109 | 0.51881 | 0.45766 | 0.39775 | 0.33949 | 0.28358 | 0.231 | 0.18289 | 0.1403 | 0.104 | 0.074263 | 0.050905 | 0.033342 | 0.020744 | 0.012169 | 0.0066702 | 0.0033809 | 0.0015657 | 0.00065356 | 0.0002422
| Beyond 85% Reductions | Efficient Natural Gas | 0 | 0.01976 | 0.0614 | 0.11407 | 0.17626 | 0.24429 | 0.31769 | 0.36113 | 0.38344 | 0.40849 | 0.40522 | 0.39985 | 0.39156 | 0.37949 | 0.36284 | 0.341 | 0.31376 | 0.28148 | 0.24512 | 0.20627 | 0.16697 | 0.12939 | 0.095528 | 0.06684 | 0.044072 | 0.027213 | 0.015622 | 0.0082686 | 0.0039949 | 0.0017408 | 0.00067434
| Beyond 85% Reductions | Heat Pump | 0 | 0.02333 | 0.062076 | 0.14406 | 0.26515 | 0.42947 | 0.63356 | 0.98815 | 1.4172 | 1.8459 | 2.3746 | 2.8986 | 3.4204 | 3.9421 | 4.464 | 4.9838 | 5.496 | 5.9914 | 6.4585 | 6.8852 | 7.2612 | 7.5797 | 7.8388 | 8.0408 | 8.1917 | 8.2998 | 8.3744 | 8.4247 | 8.4585 | 8.4822 | 8.5003
| Beyond 85% Reductions | Other | 0.27775 | 0.2743 | 0.26761 | 0.25793 | 0.24561 | 0.23096 | 0.21417 | 0.19535 | 0.17715 | 0.15947 | 0.14228 | 0.12557 | 0.10936 | 0.093705 | 0.078706 | 0.064515 | 0.051346 | 0.039459 | 0.029113 | 0.020504 | 0.013706 | 0.0086449 | 0.0051115 | 0.0028119 | 0.0014261 | 0.00065963 | 0.00027471 | 0.00010152 | 3.274e-05 | 9.05e-06 | 2.1e-06
| Beyond 85% Reductions | Total | 8.1292 | 8.141 | 8.1528 | 8.1646 | 8.1765 | 8.1884 | 8.2004 | 8.2124 | 8.2245 | 8.2367 | 8.2488 | 8.2611 | 8.2734 | 8.2857 | 8.2981 | 8.3105 | 8.323 | 8.3355 | 8.3481 | 8.3608 | 8.3735 | 8.3862 | 8.399 | 8.4119 | 8.4248 | 8.4377 | 8.4507 | 8.4638 | 8.4769 | 8.4901 | 8.5033

## S4_Water Heating-Comm
Commercial Water Heating - Scenario 4: Beyond 85% Reduction
Annual commercial water heating stocks and sales by device type, for Beyond 85% Reduction.
Note: 2020 is a modeled year, reflecting historical trends.
Commercial Water Heating Sales (thousand sq ft)
| Scenario | Category | 2020 | 2021 | 2022 | 2023 | 2024 | 2025 | 2026 | 2027 | 2028 | 2029 | 2030 | 2031 | 2032 | 2033 | 2034 | 2035 | 2036 | 2037 | 2038 | 2039 | 2040 | 2041 | 2042 | 2043 | 2044 | 2045 | 2046 | 2047 | 2048 | 2049 | 2050
| Beyond 85% Reductions | Reference Distillate | 13608.4121 | 12610.6865 | 11003.9572 | 8965.3156 | 6699.0829 | 4382.8249 | 2132.9203 | 0 | 0 | 0 | 0 | 0 | 0 | 0 | 0 | 0 | 0 | 0 | 0 | 0 | 0 | 0 | 0 | 0 | 0 | 0 | 0 | 0 | 0 | 0 | 0
| Beyond 85% Reductions | Reference Natural Gas | 197321.9751 | 206096.3435 | 210741.473 | 199447.039 | 183588.3673 | 162372.7055 | 140719.416 | 77764.9772 | 44154.8726 | 39845.8257 | 0 | 0 | 0 | 0 | 0 | 0 | 0 | 0 | 0 | 0 | 0 | 0 | 0 | 0 | 0 | 0 | 0 | 0 | 0 | 0 | 0
| Beyond 85% Reductions | Reference Electric | 129279.9147 | 125791.5974 | 117082.1051 | 104333.8602 | 89097.8028 | 72864.464 | 56735.6796 | 41310.3793 | 26770.0499 | 13052.9429 | 0 | 0 | 0 | 0 | 0 | 0 | 0 | 0 | 0 | 0 | 0 | 0 | 0 | 0 | 0 | 0 | 0 | 0 | 0 | 0 | 0
| Beyond 85% Reductions | Efficient Natural Gas | 0 | 10839.896 | 24519.8319 | 31127.9904 | 37146.4148 | 40332.9461 | 43031.6668 | 15002.1904 | 5204.1681 | 15800.9309 | 0 | 0 | 0 | 0 | 0 | 0 | 0 | 0 | 0 | 0 | 0 | 0 | 0 | 0 | 0 | 0 | 0 | 0 | 0 | 0 | 0
| Beyond 85% Reductions | Heat Pump | 0 | 12473.1649 | 21791.1365 | 48358.352 | 74248.169 | 103544.2383 | 130641.3676 | 228294.2015 | 276108.4085 | 274798.7978 | 336387.951 | 331080.3892 | 327876.4083 | 327196.4035 | 329427.127 | 334692.6125 | 342639.7293 | 352342.02 | 362405.4754 | 371284.1671 | 377702.9471 | 381006.7055 | 381279.4249 | 379201.3451 | 375751.905 | 371917.9256 | 368510.1454 | 366096.9378 | 365009.2507 | 365370.9398 | 367131.8949
| Beyond 85% Reductions | Other | 0 | 0 | 0 | 0 | 0 | 0 | 0 | 0 | 0 | 0 | 0 | 0 | 0 | 0 | 0 | 0 | 0 | 0 | 0 | 0 | 0 | 0 | 0 | 0 | 0 | 0 | 0 | 0 | 0 | 0 | 0
| Beyond 85% Reductions | Total | 340210.302 | 367811.6883 | 385138.5038 | 392232.5572 | 390779.8367 | 383497.1788 | 373261.0503 | 362371.7484 | 352237.4992 | 343498.4972 | 336387.951 | 331080.3892 | 327876.4083 | 327196.4035 | 329427.127 | 334692.6125 | 342639.7293 | 352342.02 | 362405.4754 | 371284.1671 | 377702.9471 | 381006.7055 | 381279.4249 | 379201.3451 | 375751.905 | 371917.9256 | 368510.1454 | 366096.9378 | 365009.2507 | 365370.9398 | 367131.8949
Commercial Water Heating Sales Share (% total sales)
| Scenario | Category | 2020 | 2021 | 2022 | 2023 | 2024 | 2025 | 2026 | 2027 | 2028 | 2029 | 2030 | 2031 | 2032 | 2033 | 2034 | 2035 | 2036 | 2037 | 2038 | 2039 | 2040 | 2041 | 2042 | 2043 | 2044 | 2045 | 2046 | 2047 | 2048 | 2049 | 2050
| Beyond 85% Reductions | Reference Distillate | 4% | 3.429% | 2.857% | 2.286% | 1.714% | 1.143% | 0.5714% | 0% | 0% | 0% | 0% | 0% | 0% | 0% | 0% | 0% | 0% | 0% | 0% | 0% | 0% | 0% | 0% | 0% | 0% | 0% | 0% | 0% | 0% | 0% | 0%
| Beyond 85% Reductions | Reference Natural Gas | 58% | 56.03% | 54.72% | 50.85% | 46.98% | 42.34% | 37.7% | 21.46% | 12.54% | 11.6% | 0% | 0% | 0% | 0% | 0% | 0% | 0% | 0% | 0% | 0% | 0% | 0% | 0% | 0% | 0% | 0% | 0% | 0% | 0% | 0% | 0%
| Beyond 85% Reductions | Reference Electric | 38% | 34.2% | 30.4% | 26.6% | 22.8% | 19% | 15.2% | 11.4% | 7.6% | 3.8% | 0% | 0% | 0% | 0% | 0% | 0% | 0% | 0% | 0% | 0% | 0% | 0% | 0% | 0% | 0% | 0% | 0% | 0% | 0% | 0% | 0%
| Beyond 85% Reductions | Efficient Natural Gas | 0% | 2.947% | 6.366% | 7.936% | 9.506% | 10.52% | 11.53% | 4.14% | 1.477% | 4.6% | 0% | 0% | 0% | 0% | 0% | 0% | 0% | 0% | 0% | 0% | 0% | 0% | 0% | 0% | 0% | 0% | 0% | 0% | 0% | 0% | 0%
| Beyond 85% Reductions | Heat Pump | 0% | 3.391% | 5.658% | 12.33% | 19% | 27% | 35% | 63% | 78.39% | 80% | 100% | 100% | 100% | 100% | 100% | 100% | 100% | 100% | 100% | 100% | 100% | 100% | 100% | 100% | 100% | 100% | 100% | 100% | 100% | 100% | 100%
| Beyond 85% Reductions | Other | bar: 2020 to 2050
| Beyond 85% Reductions | Total | 100% | 100% | 100% | 100% | 100% | 100% | 100% | 100% | 100% | 100% | 100% | 100% | 100% | 100% | 100% | 100% | 100% | 100% | 100% | 100% | 100% | 100% | 100% | 100% | 100% | 100% | 100% | 100% | 100% | 100% | 100%
Commercial Water Heating Stocks (billion sq ft)
| Scenario | Category | 2020 | 2021 | 2022 | 2023 | 2024 | 2025 | 2026 | 2027 | 2028 | 2029 | 2030 | 2031 | 2032 | 2033 | 2034 | 2035 | 2036 | 2037 | 2038 | 2039 | 2040 | 2041 | 2042 | 2043 | 2044 | 2045 | 2046 | 2047 | 2048 | 2049 | 2050
| Beyond 85% Reductions | Reference Distillate | 0.2013 | 0.19996 | 0.19632 | 0.19037 | 0.18222 | 0.17205 | 0.16006 | 0.14639 | 0.13318 | 0.12041 | 0.10806 | 0.096147 | 0.084689 | 0.073715 | 0.063263 | 0.053379 | 0.044128 | 0.035591 | 0.027875 | 0.021089 | 0.015329 | 0.010645 | 0.0070231 | 0.0043754 | 0.0025573 | 0.0013919 | 0.00069958 | 0.00032151 | 0.00013361 | 4.958e-05 | 1.6203e-05
| Beyond 85% Reductions | Reference Natural Gas | 2.9188 | 2.9226 | 2.9211 | 2.9043 | 2.8725 | 2.8238 | 2.7595 | 2.6387 | 2.4905 | 2.3434 | 2.1612 | 1.9833 | 1.8089 | 1.6376 | 1.4687 | 1.3021 | 1.1378 | 0.97691 | 0.82116 | 0.67326 | 0.53644 | 0.41383 | 0.30795 | 0.2202 | 0.15067 | 0.098194 | 0.06063 | 0.035256 | 0.019174 | 0.0096746 | 0.0044869
| Beyond 85% Reductions | Reference Electric | 1.9123 | 1.9056 | 1.8836 | 1.8463 | 1.7942 | 1.7289 | 1.6513 | 1.5627 | 1.4637 | 1.355 | 1.2368 | 1.1222 | 1.011 | 0.90313 | 0.79864 | 0.69759 | 0.60028 | 0.50731 | 0.41968 | 0.33867 | 0.26569 | 0.20196 | 0.14826 | 0.10473 | 0.070913 | 0.045797 | 0.028049 | 0.01618 | 0.0087205 | 0.0043513 | 0.0019892
| Beyond 85% Reductions | Efficient Natural Gas | 0 | 0.01084 | 0.03536 | 0.066487 | 0.10363 | 0.14394 | 0.18689 | 0.20171 | 0.20651 | 0.22152 | 0.22012 | 0.21782 | 0.21424 | 0.20899 | 0.20166 | 0.19192 | 0.17955 | 0.16452 | 0.14708 | 0.12778 | 0.10744 | 0.087063 | 0.067719 | 0.050349 | 0.035638 | 0.023917 | 0.015156 | 0.0090284 | 0.0050302 | 0.0026049 | 0.0012437
| Beyond 85% Reductions | Heat Pump | 0 | 0.012473 | 0.034264 | 0.082622 | 0.15686 | 0.26038 | 0.39094 | 0.619 | 0.89458 | 1.1683 | 1.5025 | 1.8296 | 2.1506 | 2.4666 | 2.7784 | 3.0865 | 3.3907 | 3.6892 | 3.979 | 4.2553 | 4.5127 | 4.7457 | 4.95 | 5.1231 | 5.265 | 5.3777 | 5.4647 | 5.5309 | 5.5812 | 5.6203 | 5.6521
| Beyond 85% Reductions | Other | 0 | 0 | 0 | 0 | 0 | 0 | 0 | 0 | 0 | 0 | 0 | 0 | 0 | 0 | 0 | 0 | 0 | 0 | 0 | 0 | 0 | 0 | 0 | 0 | 0 | 0 | 0 | 0 | 0 | 0 | 0
| Beyond 85% Reductions | Total | 5.0324 | 5.0515 | 5.0707 | 5.09 | 5.1095 | 5.129 | 5.1487 | 5.1685 | 5.1885 | 5.2085 | 5.2287 | 5.249 | 5.2695 | 5.29 | 5.3107 | 5.3315 | 5.3525 | 5.3735 | 5.3948 | 5.4161 | 5.4376 | 5.4592 | 5.4809 | 5.5028 | 5.5248 | 5.547 | 5.5693 | 5.5917 | 5.6143 | 5.637 | 5.6598

## S4_Building Shells
Building Shells - Scenario 4: Beyond 85% Reduction
Annual building shell stocks and sales by shell type, for Beyond 85% Reduction.
Note: 2020 is a modeled year, reflecting historical trends.
Building Shell Sales (thousand buildings)
| Scenario | Shell Type | 2020 | 2021 | 2022 | 2023 | 2024 | 2025 | 2026 | 2027 | 2028 | 2029 | 2030 | 2031 | 2032 | 2033 | 2034 | 2035 | 2036 | 2037 | 2038 | 2039 | 2040 | 2041 | 2042 | 2043 | 2044 | 2045 | 2046 | 2047 | 2048 | 2049 | 2050
| Beyond 85% Reductions | Basic Shell | 29.0665 | 43.9632 | 56.4928 | 80.7536 | 102.6923 | 133.5111 | 164.4945 | 186.968 | 209.897 | 219.9261 | 230.1981 | 233.7015 | 237.2646 | 238.3245 | 239.3187 | 239.37 | 239.1557 | 238.2525 | 236.6493 | 233.9561 | 229.8802 | 224.1977 | 217.355 | 210.9703 | 208.3407 | 213.5812 | 228.2872 | 247.6783 | 262.5733 | 267.9405 | 266.2108
| Beyond 85% Reductions | Deep Shell | 21.3926 | 27.1747 | 31.1346 | 38.0795 | 44.2795 | 53.4044 | 62.7361 | 69.5412 | 76.5374 | 79.592 | 82.7368 | 83.8085 | 84.9018 | 85.2226 | 85.52 | 88.3222 | 91.0164 | 93.5229 | 95.7221 | 97.4504 | 98.5201 | 96.0847 | 93.1521 | 90.4159 | 89.2889 | 91.5347 | 97.8374 | 106.1478 | 112.5314 | 114.8317 | 114.0903
| Beyond 85% Reductions | Reference Shell | 309.1417 | 323.0981 | 309.6499 | 263.4144 | 219.3678 | 169.1141 | 122.9961 | 90.5375 | 58.9044 | 44.9318 | 31.0706 | 26.2774 | 21.4961 | 19.9886 | 18.4773 | 15.1956 | 11.909 | 8.8652 | 5.8295 | 2.881 | 0 | 0 | 0 | 0 | 0 | 0 | 0 | 0 | 0 | 0 | 0
| Beyond 85% Reductions | Total | 359.6008 | 394.236 | 397.2773 | 382.2474 | 366.3396 | 356.0296 | 350.2267 | 347.0468 | 345.3388 | 344.4499 | 344.0054 | 343.7874 | 343.6626 | 343.5357 | 343.3161 | 342.8878 | 342.0811 | 340.6406 | 338.2009 | 334.2875 | 328.4003 | 320.2825 | 310.5071 | 301.3862 | 297.6295 | 305.1159 | 326.1246 | 353.8261 | 375.1047 | 382.7721 | 380.3012
Building Shell Sales Share (% of total sales)
| Scenario | Shell Type | 2020 | 2021 | 2022 | 2023 | 2024 | 2025 | 2026 | 2027 | 2028 | 2029 | 2030 | 2031 | 2032 | 2033 | 2034 | 2035 | 2036 | 2037 | 2038 | 2039 | 2040 | 2041 | 2042 | 2043 | 2044 | 2045 | 2046 | 2047 | 2048 | 2049 | 2050
| Beyond 85% Reductions | Basic Shell | 8.083% | 11.15% | 14.22% | 21.13% | 28.03% | 37.5% | 46.97% | 53.87% | 60.78% | 63.85% | 66.92% | 67.98% | 69.04% | 69.37% | 69.71% | 69.81% | 69.91% | 69.94% | 69.97% | 69.99% | 70% | 70% | 70% | 70% | 70% | 70% | 70% | 70% | 70% | 70% | 70%
| Beyond 85% Reductions | Deep Shell | 5.949% | 6.893% | 7.837% | 9.962% | 12.09% | 15% | 17.91% | 20.04% | 22.16% | 23.11% | 24.05% | 24.38% | 24.7% | 24.81% | 24.91% | 25.76% | 26.61% | 27.45% | 28.3% | 29.15% | 30% | 30% | 30% | 30% | 30% | 30% | 30% | 30% | 30% | 30% | 30%
| Beyond 85% Reductions | Reference Shell | 85.97% | 81.96% | 77.94% | 68.91% | 59.88% | 47.5% | 35.12% | 26.09% | 17.06% | 13.04% | 9.032% | 7.643% | 6.255% | 5.818% | 5.382% | 4.432% | 3.481% | 2.602% | 1.724% | 0.8618% | 0% | 0% | 0% | 0% | 0% | 0% | 0% | 0% | 0% | 0% | 0%
| Beyond 85% Reductions | Total | 100% | 100% | 100% | 100% | 100% | 100% | 100% | 100% | 100% | 100% | 100% | 100% | 100% | 100% | 100% | 100% | 100% | 100% | 100% | 100% | 100% | 100% | 100% | 100% | 100% | 100% | 100% | 100% | 100% | 100% | 100%
Building Shell Stocks (million buildings)
| Scenario | Shell Type | 2020 | 2021 | 2022 | 2023 | 2024 | 2025 | 2026 | 2027 | 2028 | 2029 | 2030 | 2031 | 2032 | 2033 | 2034 | 2035 | 2036 | 2037 | 2038 | 2039 | 2040 | 2041 | 2042 | 2043 | 2044 | 2045 | 2046 | 2047 | 2048 | 2049 | 2050
| Beyond 85% Reductions | Basic Shell | 0.048551 | 0.092514 | 0.14901 | 0.22976 | 0.33245 | 0.46596 | 0.63046 | 0.81743 | 1.0273 | 1.2472 | 1.4774 | 1.7111 | 1.9484 | 2.1867 | 2.426 | 2.6653 | 2.9043 | 3.1422 | 3.3782 | 3.6108 | 3.8383 | 4.0581 | 4.2679 | 4.4664 | 4.6549 | 4.8384 | 5.0234 | 5.212 | 5.3973 | 5.5679 | 5.7149
| Beyond 85% Reductions | Deep Shell | 0.037699 | 0.064873 | 0.096008 | 0.13409 | 0.17837 | 0.23177 | 0.29451 | 0.36405 | 0.44059 | 0.52018 | 0.60291 | 0.68672 | 0.77162 | 0.85683 | 0.94233 | 1.0306 | 1.1215 | 1.2148 | 1.3101 | 1.4066 | 1.5036 | 1.5969 | 1.6854 | 1.7683 | 1.846 | 1.9207 | 1.9954 | 2.0719 | 2.1482 | 2.2203 | 2.285
| Beyond 85% Reductions | Reference Shell | 8.2157 | 8.1566 | 8.081 | 7.9743 | 7.8394 | 7.6647 | 7.4497 | 7.2055 | 6.9314 | 6.6443 | 6.3438 | 6.0388 | 5.7291 | 5.4182 | 5.1061 | 4.7912 | 4.4741 | 4.1557 | 3.8373 | 3.521 | 3.2096 | 2.9094 | 2.6242 | 2.3559 | 2.1029 | 1.858 | 1.6115 | 1.3598 | 1.1115 | 0.88234 | 0.68408
| Beyond 85% Reductions | Total | 8.302 | 8.314 | 8.326 | 8.3381 | 8.3502 | 8.3624 | 8.3747 | 8.387 | 8.3993 | 8.4117 | 8.4241 | 8.4366 | 8.4492 | 8.4618 | 8.4744 | 8.4871 | 8.4999 | 8.5127 | 8.5255 | 8.5385 | 8.5514 | 8.5644 | 8.5775 | 8.5906 | 8.6038 | 8.617 | 8.6303 | 8.6437 | 8.6571 | 8.6705 | 8.684
Building Shell Summary Metrics
|  | Metric | 2020 | 2021 | 2022 | 2023 | 2024 | 2025 | 2026 | 2027 | 2028 | 2029 | 2030 | 2031 | 2032 | 2033 | 2034 | 2035 | 2036 | 2037 | 2038 | 2039 | 2040 | 2041 | 2042 | 2043 | 2044 | 2045 | 2046 | 2047 | 2048 | 2049 | 2050
|  | Basic Shell Sales Share | 8.083% | 11.15% | 14.22% | 21.13% | 28.03% | 37.5% | 46.97% | 53.87% | 60.78% | 63.85% | 66.92% | 67.98% | 69.04% | 69.37% | 69.71% | 69.81% | 69.91% | 69.94% | 69.97% | 69.99% | 70% | 70% | 70% | 70% | 70% | 70% | 70% | 70% | 70% | 70% | 70%
|  | Basic Shell Stock Share | 0.5848% | 1.113% | 1.79% | 2.756% | 3.981% | 5.572% | 7.528% | 9.746% | 12.23% | 14.83% | 17.54% | 20.28% | 23.06% | 25.84% | 28.63% | 31.4% | 34.17% | 36.91% | 39.62% | 42.29% | 44.88% | 47.38% | 49.76% | 51.99% | 54.1% | 56.15% | 58.21% | 60.3% | 62.35% | 64.22% | 65.81%
|  | Basic Shell Stock (million buildings) | 0.048551 | 0.092514 | 0.14901 | 0.22976 | 0.33245 | 0.46596 | 0.63046 | 0.81743 | 1.0273 | 1.2472 | 1.4774 | 1.7111 | 1.9484 | 2.1867 | 2.426 | 2.6653 | 2.9043 | 3.1422 | 3.3782 | 3.6108 | 3.8383 | 4.0581 | 4.2679 | 4.4664 | 4.6549 | 4.8384 | 5.0234 | 5.212 | 5.3973 | 5.5679 | 5.7149
|  | Deep Shell Sales Share | 5.949% | 6.893% | 7.837% | 9.962% | 12.09% | 15% | 17.91% | 20.04% | 22.16% | 23.11% | 24.05% | 24.38% | 24.7% | 24.81% | 24.91% | 25.76% | 26.61% | 27.45% | 28.3% | 29.15% | 30% | 30% | 30% | 30% | 30% | 30% | 30% | 30% | 30% | 30% | 30%
|  | Deep Shell Stock Share | 0.4541% | 0.7803% | 1.153% | 1.608% | 2.136% | 2.772% | 3.517% | 4.341% | 5.246% | 6.184% | 7.157% | 8.14% | 9.132% | 10.13% | 11.12% | 12.14% | 13.19% | 14.27% | 15.37% | 16.47% | 17.58% | 18.65% | 19.65% | 20.58% | 21.46% | 22.29% | 23.12% | 23.97% | 24.81% | 25.61% | 26.31%
|  | Deep Shell Stock (million buildings) | 0.037699 | 0.064873 | 0.096008 | 0.13409 | 0.17837 | 0.23177 | 0.29451 | 0.36405 | 0.44059 | 0.52018 | 0.60291 | 0.68672 | 0.77162 | 0.85683 | 0.94233 | 1.0306 | 1.1215 | 1.2148 | 1.3101 | 1.4066 | 1.5036 | 1.5969 | 1.6854 | 1.7683 | 1.846 | 1.9207 | 1.9954 | 2.0719 | 2.1482 | 2.2203 | 2.285

## Elec Supply Overview
Overview of Electric Sector Modeling
Representation of New York and Neighboring Electricity Systems within RESOLVE
The electric sector modeling was performed using RESOLVE, E3's in-house capacity expansion model, and RECAP, E3's resource adequacy model. Designed specifically to address electric sector capacity expansion questions for systems seeking to integrate large quantities of variable resources, RESOLVE layers capacity expansion logic on top of a production cost model to determine the least-cost approach to achieving renewable resource targets, accounting for both the upfront capital costs of new resources and infrastructure and the variable costs to operate the grid reliably over time. RESOLVE's objective function endogenously balances the tradeoffs between multiple resources (e.g. high fixed cost vs. high operating costs).
The electric sector modeling also includes reliability modeling in RECAP that quantifies the reliability contributions of intermittent and limited-duration resources, which serves as an input to RESOLVE. RESOLVE is used to identify least-cost portfolios that meet reliability and operational constraints as well as New York State policy objectives.
RESOLVE captures both intra-day and inter-day challenges of integrating large quantities of variable renewable energy. Battery storage and flexible end-use loads are available resources within the model to help address intra-day balancing challenges. Firm resources, such as combustion turbines (CTs) or combined cycle gas turbines (CCGTs) running on hydrogen, are available to address inter-day challenges, though other non-modeled resources like long-duration storage resources can also serve that role.
More detail on the Integration Analysis methodology, including the electric sector modeling performed using RESOLVE and RECAP will be provided in the Scoping Plan Appendix.
The capacity and generation by fuel type for the Reference Case and Scenario 1-4 pathways are provided in the subsequent tabs of this workbook. The IRA Low and High Impacts tabs show capacity and generation results under our with-IRA low and high impact sensitivities

## Reference Case
Capacity and Generation Results: Reference Case
Note: 2020 is a modeled year, reflecting historical trends.
Note: "Other" category includes existing facilities combusting landfill gas or waste products.
Fuel Mix (Capacity) | Unit | 2020 | 2025 | 2030 | 2035 | 2040 | 2045 | 2050
Nuclear | MW | 4860 | 3355 | 2135 | 1287 | 1287 | 1287 | -
Gas & FO | MW | 26388 | 25761 | 21579 | 17090 | 18216 | 18118 | 20867
Zero-Carbon Firm Resource | MW | bar: 2020 to 2050
Other | MW | 327 | 327 | 327 | 327 | 327 | 275 | 178
In-State Hydro | MW | 4262 | 4262 | 4262 | 4262 | 4262 | 4262 | 4262
Hydro Imports (Existing) | MW | 1485 | 1485 | 1485 | 1485 | 1485 | 1485 | 1485
Hydro Imports (New) | MW | - | - | 1250 | 1250 | 1250 | 1250 | 1250
Wind | MW | 1917 | 4056 | 4861 | 4861 | 4861 | 4861 | 4861
Wind Imports | MW | bar: 2020 to 2050
Offshore Wind | MW | - | 1054 | 6200 | 9000 | 9000 | 9000 | 9000
Solar | MW | 2592 | 10837 | 15753 | 16496 | 17308 | 18543 | 20349
Battery Storage | MW | 20 | 1500 | 3000 | 4823 | 5024 | 7652 | 8390
Pumped Storage | MW | 1435 | 1435 | 1435 | 1435 | 1435 | 1435 | 1435
Annual Fuel Mix (Energy) | Unit | 2020 | 2025 | 2030 | 2035 | 2040 | 2045 | 2050
Nuclear | GWh | 38318 | 26452 | 16835 | 10148 | 10148 | 10148 | -
Gas & FO | GWh | 72628 | 52892 | 26308 | 23772 | 27169 | 28575 | 38526
Zero-Carbon Firm Resource | GWh | bar: 2020 to 2050
Other | GWh | 2721 | 2721 | 2721 | 2721 | 2721 | 2288 | 1480
In-State Hydro | GWh | 27095 | 26880 | 27825 | 27107 | 27107 | 27041 | 26994
Hydro Imports (Existing) | GWh | 10361 | 10361 | 10361 | 10361 | 10361 | 10361 | 10361
Hydro Imports (New) | GWh | - | - | 10403 | 10403 | 10403 | 10403 | 10403
Wind | GWh | 4796 | 10148 | 12673 | 12673 | 12673 | 12673 | 12673
Wind Imports | GWh | bar: 2020 to 2050
Offshore Wind | GWh | - | 4459 | 25687 | 36694 | 36966 | 37194 | 37233
Solar | GWh | 3908 | 18135 | 27142 | 28211 | 29730 | 32231 | 35907
Battery Storage | GWh | -5 | 30 | -1001 | -710 | -825 | -1060 | -1076
Pumped Storage | GWh | -137 | -62 | -60 | -96 | -71 | -58 | -43
Imports* | GWh | 2628 | 4370 | 895 | 246 | 316 | 3691 | 10069
Exports | GWh | -2829 | -6783 | -12107 | -11626 | -11206 | -10056 | -10156
Load | GWh | 159488 | 149607 | 147687 | 149914 | 155502 | 163444 | 172380
*Hydro Imports from Canada are included in the generation mix table and are therefore not included in the Imports row.
Annual Zero-Carbon Fuel Consumption | Unit | 2020 | 2025 | 2030 | 2035 | 2040 | 2045 | 2050
Hydrogen | TBtu | 0 | 0 | 0 | 0 | 0 | 0 | 0
Total Installed Capacity by Region
NYISO_A-E | Unit | 2020 | 2025 | 2030 | 2035 | 2040 | 2045 | 2050
Wind | MW | 1917 | 4056 | 4861 | 4861 | 4861 | 4861 | 4861
Wind Imports | MW | bar: 2020 to 2050
Offshore Wind | MW | bar: 2020 to 2050
Solar | MW | 212 | 4902 | 8469 | 8469 | 9008 | 10181 | 11970
Dist Solar | MW | 730 | 2457 | 3032 | 3381 | 3507 | 3535 | 3543
Battery Storage | MW | 12 | 519 | 1708 | 1708 | 1708 | 3230 | 3965
Pumped Storage | MW | 268 | 268 | 268 | 268 | 268 | 268 | 268
Tier 4 | MW | bar: 2020 to 2050
Hydro Imports (Existing) | MW | 1485 | 1485 | 1485 | 1485 | 1485 | 1485 | 1485
In-State Hydro | MW | 3901 | 3901 | 3901 | 3901 | 3901 | 3901 | 3901
Nuclear | MW | 3355 | 3355 | 2135 | 1287 | 1287 | 1287 | -
Gas & FO | MW | 4026 | 4026 | 3128 | 3465 | 4225 | 3523 | 5440
Zero-Carbon Firm Resource | MW | bar: 2020 to 2050
Other | MW | 123 | 123 | 123 | 123 | 123 | 123 | 123
NYISO_F | Unit | 2020 | 2025 | 2030 | 2035 | 2040 | 2045 | 2050
Wind | MW | bar: 2020 to 2050
Wind Imports | MW | bar: 2020 to 2050
Offshore Wind | MW | bar: 2020 to 2050
Solar | MW | 40 | 260 | 460 | 460 | 460 | 460 | 460
Dist Solar | MW | 369 | 853 | 1040 | 1158 | 1201 | 1212 | 1215
Battery Storage | MW | 8 | 60 | 370 | 370 | 370 | 1364 | 1366
Pumped Storage | MW | 1167 | 1167 | 1167 | 1167 | 1167 | 1167 | 1167
Tier 4 | MW | bar: 2020 to 2050
Hydro Imports (Existing) | MW | bar: 2020 to 2050
In-State Hydro | MW | 283 | 283 | 283 | 283 | 283 | 283 | 283
Nuclear | MW | bar: 2020 to 2050
Gas & FO | MW | 3015 | 3015 | 3015 | 3015 | 3015 | 3015 | 3015
Zero-Carbon Firm Resource | MW | bar: 2020 to 2050
Other | MW | 23 | 23 | 23 | 23 | 23 | 23 | 23
NYISO_GHI | Unit | 2020 | 2025 | 2030 | 2035 | 2040 | 2045 | 2050
Wind | MW | bar: 2020 to 2050
Wind Imports | MW | bar: 2020 to 2050
Offshore Wind | MW | bar: 2020 to 2050
Solar | MW | 25 | 260 | 260 | 260 | 260 | 260 | 260
Dist Solar | MW | 363 | 772 | 930 | 1034 | 1075 | 1083 | 1086
Battery Storage | MW | - | 430 | 430 | 430 | 430 | 430 | 430
Pumped Storage | MW | bar: 2020 to 2050
Tier 4 | MW | bar: 2020 to 2050
Hydro Imports (Existing) | MW | bar: 2020 to 2050
In-State Hydro | MW | 79 | 79 | 79 | 79 | 79 | 79 | 79
Nuclear | MW | 1505 | - | - | - | - | - | -
Gas & FO | MW | 4625 | 4586 | 4091 | 1691 | 1691 | 1694 | 1706
Zero-Carbon Firm Resource | MW | bar: 2020 to 2050
Other | MW | 60 | 60 | 60 | 60 | 60 | 8 | -
NYISO_J | Unit | 2020 | 2025 | 2030 | 2035 | 2040 | 2045 | 2050
Wind | MW | bar: 2020 to 2050
Wind Imports | MW | bar: 2020 to 2050
Offshore Wind | MW | - | - | 3886 | 6000 | 6000 | 6000 | 6000
Solar | MW | bar: 2020 to 2050
Dist Solar | MW | 236 | 474 | 563 | 625 | 650 | 655 | 656
Battery Storage | MW | - | 275 | 275 | 2098 | 2300 | 2411 | 2412
Pumped Storage | MW | bar: 2020 to 2050
Tier 4 | MW | - | - | 1250 | 1250 | 1250 | 1250 | 1250
Hydro Imports (Existing) | MW | bar: 2020 to 2050
In-State Hydro | MW | bar: 2020 to 2050
Nuclear | MW | bar: 2020 to 2050
Gas & FO | MW | 9608 | 9044 | 7284 | 5452 | 5654 | 6029 | 6521
Zero-Carbon Firm Resource | MW | bar: 2020 to 2050
Other | MW | bar: 2020 to 2050
NYISO_K | Unit | 2020 | 2025 | 2030 | 2035 | 2040 | 2045 | 2050
Wind | MW | bar: 2020 to 2050
Wind Imports | MW | bar: 2020 to 2050
Offshore Wind | MW | - | 1054 | 2314 | 3000 | 3000 | 3000 | 3000
Solar | MW | 32 | 32 | 32 | 32 | 32 | 32 | 32
Dist Solar | MW | 585 | 827 | 968 | 1077 | 1116 | 1126 | 1128
Battery Storage | MW | - | 216 | 216 | 216 | 216 | 216 | 216
Pumped Storage | MW | bar: 2020 to 2050
Tier 4 | MW | bar: 2020 to 2050
Hydro Imports (Existing) | MW | bar: 2020 to 2050
In-State Hydro | MW | bar: 2020 to 2050
Nuclear | MW | bar: 2020 to 2050
Gas & FO | MW | 5115 | 5090 | 4061 | 3467 | 3632 | 3857 | 4185
Zero-Carbon Firm Resource | MW | bar: 2020 to 2050
Other | MW | 121 | 121 | 121 | 121 | 121 | 121 | 33
Statewide summaries reflect the additional HQ hydro capacity and generation delivered via the Champlain Hudson Power Express (CHPE) line in the resource category Hydro Imports (New). Statewide summaries do not include NY internal power transfers, such as the capacity provided to NYC from upstate New York via the Clean Path New York (CPNY) line.
Where applicable, zonal summaries include both CHPE and CPNY, together referred to as Tier 4, and both inject power into Zone J. CPNY is only included in mitigation cases, not the reference case.

## Scenario 1
Capacity and Generation Results: Scenario 1
Note: 2020 is a modeled year, reflecting historical trends.
Note: "Other" category includes existing facilities combusting landfill gas or waste products.
Fuel Mix (Capacity) | Unit | 2020 | 2025 | 2030 | 2035 | 2040 | 2045 | 2050
Nuclear | MW | 4860 | 3355 | 3355 | 3355 | 3355 | 3355 | 2135
Gas & FO | MW | 26388 | 25869 | 21687 | 17711 | - | - | -
Zero-Carbon Firm Resource | MW | - | - | - | - | 19250 | 22896 | 22876
Other | MW | 327 | 327 | 327 | 327 | - | - | -
In-State Hydro | MW | 4262 | 4262 | 4262 | 4603 | 4612 | 4612 | 4612
Hydro Imports (Existing) | MW | 1485 | 1485 | 1485 | 1485 | 1485 | 1485 | 1485
Hydro Imports (New) | MW | - | - | 1250 | 1250 | 1250 | 1250 | 1250
Wind | MW | 1917 | 4056 | 5519 | 6639 | 7573 | 9416 | 11083
Wind Imports | MW | - | - | 1131 | 3606 | 6164 | 6397 | 6397
Offshore Wind | MW | - | 1054 | 6200 | 9000 | 12474 | 15233 | 15580
Solar | MW | 2592 | 10837 | 18192 | 26426 | 41647 | 51807 | 63815
Battery Storage | MW | 20 | 1500 | 3000 | 6445 | 13224 | 16630 | 22268
Pumped Storage | MW | 1435 | 1435 | 1435 | 1435 | 1435 | 1435 | 1435
Annual Fuel Mix (Energy) | Unit | 2020 | 2025 | 2030 | 2035 | 2040 | 2045 | 2050
Nuclear | GWh | 38318 | 26452 | 26452 | 26452 | 26452 | 26452 | 16835
Gas & FO | GWh | 72380 | 55059 | 22241 | 22700 | - | - | -
Zero-Carbon Firm Resource | GWh | - | - | - | - | 4266 | 6872 | 8971
Other | GWh | 2721 | 2721 | 2721 | 2721 | - | - | -
In-State Hydro | GWh | 27093 | 26897 | 27820 | 30925 | 29909 | 29960 | 29967
Hydro Imports (Existing) | GWh | 10361 | 10361 | 10361 | 10361 | 10361 | 10361 | 10361
Hydro Imports (New) | GWh | - | - | 10403 | 10403 | 10403 | 10403 | 10403
Wind | GWh | 4796 | 10148 | 14697 | 18073 | 20905 | 26395 | 31465
Wind Imports | GWh | - | - | 4464 | 14196 | 24265 | 24856 | 24929
Offshore Wind | GWh | - | 4459 | 25687 | 37237 | 51855 | 63667 | 65178
Solar | GWh | 3908 | 18135 | 30656 | 47666 | 77797 | 98529 | 124090
Battery Storage | GWh | -5 | 13 | -1043 | -1865 | -2470 | -3706 | -4993
Pumped Storage | GWh | -134 | -67 | -36 | -93 | -228 | -261 | -272
Imports* | GWh | 2600 | 4454 | 847 | 1460 | 12982 | 14675 | 15034
Exports | GWh | -2862 | -6429 | -13340 | -15857 | -12982 | -14675 | -15034
Load | GWh | 159181 | 152207 | 161934 | 204385 | 253516 | 293536 | 316937
*Hydro Imports from Canada are included in the generation mix table and are therefore not included in the Imports row.
Annual Zero-Carbon Fuel Consumption | Unit | 2020 | 2025 | 2030 | 2035 | 2040 | 2045 | 2050
Hydrogen | TBtu | 0 | 0 | 0 | 0 | 31 | 51 | 66
Total Installed Capacity by Region
NYISO_A-E | Unit | 2020 | 2025 | 2030 | 2035 | 2040 | 2045 | 2050
Wind | MW | 1917 | 4056 | 5519 | 6007 | 6007 | 7186 | 8190
Wind Imports | MW | - | - | 1131 | 3606 | 6164 | 6397 | 6397
Offshore Wind | MW | bar: 2020 to 2050
Solar | MW | 212 | 4902 | 8469 | 13686 | 22043 | 26796 | 29728
Dist Solar | MW | 730 | 2457 | 4164 | 4164 | 4164 | 4164 | 4164
Battery Storage | MW | 11 | 519 | 1994 | 3781 | 8218 | 9019 | 10229
Pumped Storage | MW | 268 | 268 | 268 | 268 | 268 | 268 | 268
Tier 4 | MW | bar: 2020 to 2050
Hydro Imports (Existing) | MW | 1485 | 1485 | 1485 | 1485 | 1485 | 1485 | 1485
In-State Hydro | MW | 3901 | 3901 | 3901 | 4071 | 4071 | 4071 | 4071
Nuclear | MW | 3355 | 3355 | 3355 | 3355 | 3355 | 3355 | 2135
Gas & FO | MW | 4026 | 4026 | 3128 | 3128 | - | - | -
Zero-Carbon Firm Resource | MW | - | - | - | - | 3128 | 2930 | 2930
Other | MW | 123 | 123 | 123 | 123 | - | - | -
NYISO_F | Unit | 2020 | 2025 | 2030 | 2035 | 2040 | 2045 | 2050
Wind | MW | - | - | - | 422 | 1009 | 1437 | 1864
Wind Imports | MW | bar: 2020 to 2050
Offshore Wind | MW | bar: 2020 to 2050
Solar | MW | 40 | 260 | 460 | 2571 | 5245 | 9563 | 15647
Dist Solar | MW | 369 | 853 | 1428 | 1428 | 2154 | 2154 | 2154
Battery Storage | MW | 9 | 60 | 60 | 60 | 1222 | 3589 | 6444
Pumped Storage | MW | 1167 | 1167 | 1167 | 1167 | 1167 | 1167 | 1167
Tier 4 | MW | bar: 2020 to 2050
Hydro Imports (Existing) | MW | bar: 2020 to 2050
In-State Hydro | MW | 283 | 283 | 283 | 453 | 453 | 453 | 453
Nuclear | MW | bar: 2020 to 2050
Gas & FO | MW | 3015 | 3015 | 3015 | 3015 | - | - | -
Zero-Carbon Firm Resource | MW | - | - | - | - | 3015 | 3660 | 3660
Other | MW | 23 | 23 | 23 | 23 | - | - | -
NYISO_GHI | Unit | 2020 | 2025 | 2030 | 2035 | 2040 | 2045 | 2050
Wind | MW | - | - | - | 198 | 489 | 699 | 909
Wind Imports | MW | bar: 2020 to 2050
Offshore Wind | MW | bar: 2020 to 2050
Solar | MW | 25 | 260 | 260 | 260 | 559 | 985 | 3353
Dist Solar | MW | 363 | 772 | 1278 | 1917 | 2771 | 2771 | 2771
Battery Storage | MW | - | 430 | 430 | 430 | 430 | 430 | 430
Pumped Storage | MW | bar: 2020 to 2050
Tier 4 | MW | bar: 2020 to 2050
Hydro Imports (Existing) | MW | bar: 2020 to 2050
In-State Hydro | MW | 79 | 79 | 79 | 79 | 88 | 88 | 88
Nuclear | MW | 1505 | - | - | - | - | - | -
Gas & FO | MW | 4625 | 4586 | 4091 | 2225 | - | - | -
Zero-Carbon Firm Resource | MW | - | - | - | - | 2694 | 3470 | 3470
Other | MW | 60 | 60 | 60 | 60 | - | - | -
NYISO_J | Unit | 2020 | 2025 | 2030 | 2035 | 2040 | 2045 | 2050
Wind | MW | bar: 2020 to 2050
Wind Imports | MW | bar: 2020 to 2050
Offshore Wind | MW | - | - | 3886 | 6000 | 6400 | 8817 | 9164
Solar | MW | bar: 2020 to 2050
Dist Solar | MW | 236 | 474 | 773 | 773 | 1327 | 1676 | 1676
Battery Storage | MW | - | 275 | 275 | 1933 | 2960 | 2961 | 3690
Pumped Storage | MW | bar: 2020 to 2050
Tier 4 | MW | - | - | 2550 | 2550 | 2550 | 2550 | 2550
Hydro Imports (Existing) | MW | bar: 2020 to 2050
In-State Hydro | MW | bar: 2020 to 2050
Nuclear | MW | bar: 2020 to 2050
Gas & FO | MW | 9608 | 9152 | 7392 | 4795 | - | - | -
Zero-Carbon Firm Resource | MW | - | - | - | - | 5329 | 7001 | 7267
Other | MW | bar: 2020 to 2050
NYISO_K | Unit | 2020 | 2025 | 2030 | 2035 | 2040 | 2045 | 2050
Wind | MW | - | - | - | 12 | 67 | 94 | 121
Wind Imports | MW | bar: 2020 to 2050
Offshore Wind | MW | - | 1054 | 2314 | 3000 | 6074 | 6416 | 6416
Solar | MW | 32 | 32 | 32 | 299 | 502 | 817 | 1441
Dist Solar | MW | 585 | 827 | 1330 | 1330 | 2883 | 2883 | 2883
Battery Storage | MW | - | 216 | 241 | 241 | 393 | 631 | 1475
Pumped Storage | MW | bar: 2020 to 2050
Tier 4 | MW | bar: 2020 to 2050
Hydro Imports (Existing) | MW | bar: 2020 to 2050
In-State Hydro | MW | bar: 2020 to 2050
Nuclear | MW | bar: 2020 to 2050
Gas & FO | MW | 5115 | 5090 | 4061 | 4548 | - | - | -
Zero-Carbon Firm Resource | MW | - | - | - | - | 5084 | 5834 | 5549
Other | MW | 121 | 121 | 121 | 121 | - | - | -
Statewide summaries reflect the additional HQ hydro capacity and generation delivered via the Champlain Hudson Power Express (CHPE) line in the resource category Hydro Imports (New). Statewide summaries do not include NY internal power transfers, such as the capacity provided to NYC from upstate New York via the Clean Path New York (CPNY) line.
Where applicable, zonal summaries include both CHPE and CPNY, together referred to as Tier 4, and both inject power into Zone J. CPNY is only included in mitigation cases, not the reference case.

## Scenario 2
Capacity and Generation Results: Scenario 2
Note: 2020 is a modeled year, reflecting historical trends.
Note: "Other" category includes existing facilities combusting landfill gas or waste products.
Fuel Mix (Capacity) | Unit | 2020 | 2025 | 2030 | 2035 | 2040 | 2045 | 2050
Nuclear | MW | 4860 | 3355 | 3355 | 3355 | 3355 | 3355 | 2135
Gas & FO | MW | 26388 | 25761 | 21579 | 17513 | - | - | -
Zero-Carbon Firm Resource | MW | - | - | - | - | 17992 | 18007 | 17722
Other | MW | 327 | 327 | 327 | 327 | - | - | -
In-State Hydro | MW | 4262 | 4262 | 4262 | 4603 | 4612 | 4612 | 4612
Hydro Imports (Existing) | MW | 1485 | 1485 | 1485 | 1485 | 1485 | 1485 | 1485
Hydro Imports (New) | MW | - | - | 1250 | 1250 | 1250 | 1250 | 1250
Wind | MW | 1917 | 4056 | 5519 | 6505 | 7419 | 9257 | 10885
Wind Imports | MW | - | - | 1948 | 4326 | 6397 | 6397 | 6397
Offshore Wind | MW | - | 1054 | 6200 | 9000 | 12675 | 14738 | 14738
Solar | MW | 2592 | 10837 | 18839 | 29368 | 43073 | 53317 | 64879
Battery Storage | MW | 20 | 1500 | 3000 | 6710 | 12811 | 16941 | 19826
Pumped Storage | MW | 1435 | 1435 | 1435 | 1435 | 1435 | 1435 | 1435
Annual Fuel Mix (Energy) | Unit | 2020 | 2025 | 2030 | 2035 | 2040 | 2045 | 2050
Nuclear | GWh | 38318 | 26452 | 26452 | 26452 | 26452 | 26452 | 16835
Gas & FO | GWh | 72344 | 54280 | 22646 | 22826 | - | - | -
Zero-Carbon Firm Resource | GWh | - | - | - | - | 3482 | 3825 | 4139
Other | GWh | 2721 | 2721 | 2721 | 2721 | - | - | -
In-State Hydro | GWh | 27094 | 26885 | 27831 | 30876 | 30025 | 30013 | 30002
Hydro Imports (Existing) | GWh | 10361 | 10361 | 10361 | 10361 | 10361 | 10361 | 10361
Hydro Imports (New) | GWh | - | - | 10402 | 10403 | 10403 | 10403 | 10403
Wind | GWh | 4796 | 10148 | 14697 | 17711 | 20492 | 25911 | 30968
Wind Imports | GWh | - | - | 7689 | 17058 | 25204 | 24785 | 24857
Offshore Wind | GWh | - | 4459 | 25687 | 37237 | 52711 | 61563 | 61561
Solar | GWh | 3908 | 18135 | 32005 | 53392 | 80413 | 100703 | 124264
Battery Storage | GWh | -5 | 25 | -1038 | -1807 | -2198 | -3510 | -4403
Pumped Storage | GWh | -134 | -60 | -21 | -66 | -190 | -258 | -328
Imports* | GWh | 2596 | 4351 | 1125 | 1582 | 12567 | 13904 | 14305
Exports | GWh | -2869 | -6576 | -12034 | -15722 | -12567 | -13904 | -14305
Load | GWh | 159136 | 151185 | 168528 | 213032 | 257156 | 290250 | 308660
*Hydro Imports from Canada are included in the generation mix table and are therefore not included in the Imports row.
Annual Zero-Carbon Fuel Consumption | Unit | 2020 | 2025 | 2030 | 2035 | 2040 | 2045 | 2050
Hydrogen | TBtu | 0 | 0 | 0 | 0 | 26 | 28 | 30
Total Installed Capacity by Region
NYISO_A-E | Unit | 2020 | 2025 | 2030 | 2035 | 2040 | 2045 | 2050
Wind | MW | 1917 | 4056 | 5519 | 5854 | 5854 | 7028 | 7991
Wind Imports | MW | - | - | 1948 | 4326 | 6397 | 6397 | 6397
Offshore Wind | MW | bar: 2020 to 2050
Solar | MW | 212 | 4902 | 9115 | 15774 | 23120 | 28306 | 30792
Dist Solar | MW | 730 | 2457 | 4164 | 4164 | 4164 | 4164 | 4164
Battery Storage | MW | 12 | 519 | 2019 | 4158 | 8020 | 8421 | 8481
Pumped Storage | MW | 268 | 268 | 268 | 268 | 268 | 268 | 268
Tier 4 | MW | bar: 2020 to 2050
Hydro Imports (Existing) | MW | 1485 | 1485 | 1485 | 1485 | 1485 | 1485 | 1485
In-State Hydro | MW | 3901 | 3901 | 3901 | 4071 | 4071 | 4071 | 4071
Nuclear | MW | 3355 | 3355 | 3355 | 3355 | 3355 | 3355 | 2135
Gas & FO | MW | 4026 | 4026 | 3128 | 3128 | - | - | -
Zero-Carbon Firm Resource | MW | - | - | - | - | 3128 | 2305 | 2305
Other | MW | 123 | 123 | 123 | 123 | - | - | -
NYISO_F | Unit | 2020 | 2025 | 2030 | 2035 | 2040 | 2045 | 2050
Wind | MW | - | - | - | 422 | 1009 | 1437 | 1864
Wind Imports | MW | bar: 2020 to 2050
Offshore Wind | MW | bar: 2020 to 2050
Solar | MW | 40 | 260 | 460 | 2571 | 5245 | 9563 | 15647
Dist Solar | MW | 369 | 853 | 1428 | 1428 | 2154 | 2154 | 2154
Battery Storage | MW | 8 | 60 | 60 | 60 | 60 | 2810 | 4727
Pumped Storage | MW | 1167 | 1167 | 1167 | 1167 | 1167 | 1167 | 1167
Tier 4 | MW | bar: 2020 to 2050
Hydro Imports (Existing) | MW | bar: 2020 to 2050
In-State Hydro | MW | 283 | 283 | 283 | 453 | 453 | 453 | 453
Nuclear | MW | bar: 2020 to 2050
Gas & FO | MW | 3015 | 3015 | 3015 | 3015 | - | - | -
Zero-Carbon Firm Resource | MW | - | - | - | - | 3015 | 3015 | 3015
Other | MW | 23 | 23 | 23 | 23 | - | - | -
NYISO_GHI | Unit | 2020 | 2025 | 2030 | 2035 | 2040 | 2045 | 2050
Wind | MW | - | - | - | 198 | 489 | 699 | 909
Wind Imports | MW | bar: 2020 to 2050
Offshore Wind | MW | bar: 2020 to 2050
Solar | MW | 25 | 260 | 260 | 260 | 559 | 985 | 3353
Dist Solar | MW | 363 | 772 | 1278 | 2771 | 2771 | 2771 | 2771
Battery Storage | MW | - | 430 | 430 | 430 | 430 | 430 | 430
Pumped Storage | MW | bar: 2020 to 2050
Tier 4 | MW | bar: 2020 to 2050
Hydro Imports (Existing) | MW | bar: 2020 to 2050
In-State Hydro | MW | 79 | 79 | 79 | 79 | 88 | 88 | 88
Nuclear | MW | 1505 | - | - | - | - | - | -
Gas & FO | MW | 4625 | 4586 | 4091 | 2199 | - | - | -
Zero-Carbon Firm Resource | MW | - | - | - | - | 2512 | 2800 | 2800
Other | MW | 60 | 60 | 60 | 60 | - | - | -
NYISO_J | Unit | 2020 | 2025 | 2030 | 2035 | 2040 | 2045 | 2050
Wind | MW | bar: 2020 to 2050
Wind Imports | MW | bar: 2020 to 2050
Offshore Wind | MW | - | - | 3886 | 6000 | 6400 | 8250 | 8250
Solar | MW | bar: 2020 to 2050
Dist Solar | MW | 236 | 474 | 773 | 773 | 1676 | 1676 | 1676
Battery Storage | MW | - | 275 | 275 | 1846 | 3421 | 3917 | 4263
Pumped Storage | MW | bar: 2020 to 2050
Tier 4 | MW | - | - | 2550 | 2550 | 2550 | 2550 | 2550
Hydro Imports (Existing) | MW | bar: 2020 to 2050
In-State Hydro | MW | bar: 2020 to 2050
Nuclear | MW | bar: 2020 to 2050
Gas & FO | MW | 9608 | 9044 | 7284 | 4687 | - | - | -
Zero-Carbon Firm Resource | MW | - | - | - | - | 4892 | 5250 | 5250
Other | MW | bar: 2020 to 2050
NYISO_K | Unit | 2020 | 2025 | 2030 | 2035 | 2040 | 2045 | 2050
Wind | MW | - | - | - | 31 | 67 | 94 | 121
Wind Imports | MW | bar: 2020 to 2050
Offshore Wind | MW | - | 1054 | 2314 | 3000 | 6275 | 6488 | 6488
Solar | MW | 32 | 32 | 32 | 299 | 502 | 817 | 1441
Dist Solar | MW | 585 | 827 | 1330 | 1330 | 2883 | 2883 | 2883
Battery Storage | MW | - | 216 | 216 | 216 | 880 | 1363 | 1924
Pumped Storage | MW | bar: 2020 to 2050
Tier 4 | MW | bar: 2020 to 2050
Hydro Imports (Existing) | MW | bar: 2020 to 2050
In-State Hydro | MW | bar: 2020 to 2050
Nuclear | MW | bar: 2020 to 2050
Gas & FO | MW | 5115 | 5090 | 4061 | 4484 | - | - | -
Zero-Carbon Firm Resource | MW | - | - | - | - | 4445 | 4638 | 4352
Other | MW | 121 | 121 | 121 | 121 | - | - | -
Statewide summaries reflect the additional HQ hydro capacity and generation delivered via the Champlain Hudson Power Express (CHPE) line in the resource category Hydro Imports (New). Statewide summaries do not include NY internal power transfers, such as the capacity provided to NYC from upstate New York via the Clean Path New York (CPNY) line.
Where applicable, zonal summaries include both CHPE and CPNY, together referred to as Tier 4, and both inject power into Zone J. CPNY is only included in mitigation cases, not the reference case.

## Scenario 3
Capacity and Generation Results: Scenario 3
Note: 2020 is a modeled year, reflecting historical trends.
Note: "Other" category includes existing facilities combusting landfill gas or waste products.
Note: In Scenario 3, existing fossil fuel resources are retired by 2040 and no new combustion-based (CCGT or CT) capacity is permitted. New firm capacity is provided by a combustion-free resource (e.g. hydrogen fuel cells).
Fuel Mix (Capacity) | Unit | 2020 | 2025 | 2030 | 2035 | 2040 | 2045 | 2050
Nuclear | MW | 4860 | 3355 | 3355 | 3355 | 3355 | 3355 | 2135
Gas & FO | MW | 26388 | 25761 | 21761 | 15009 | - | - | -
Zero-Carbon Firm Resource | MW | - | - | - | 1182 | 18962 | 19994 | 19994
Other | MW | 327 | 327 | 327 | 327 | - | - | -
In-State Hydro | MW | 4262 | 4262 | 4262 | 4603 | 4612 | 4612 | 4612
Hydro Imports (Existing) | MW | 1485 | 1485 | 1485 | 1485 | 1485 | 1485 | 1485
Hydro Imports (New) | MW | - | - | 1250 | 1250 | 1250 | 1250 | 1250
Wind | MW | 1917 | 4056 | 5519 | 6658 | 7894 | 8831 | 10348
Wind Imports | MW | - | - | 2732 | 3880 | 4878 | 6397 | 6397
Offshore Wind | MW | - | 1054 | 6200 | 9000 | 15538 | 17226 | 17231
Solar | MW | 2592 | 10837 | 18488 | 31428 | 41653 | 50136 | 62143
Battery Storage | MW | 20 | 1500 | 3000 | 11557 | 15050 | 18506 | 21192
Pumped Storage | MW | 1435 | 1435 | 1435 | 1435 | 1435 | 1435 | 1435
Annual Fuel Mix (Energy) | Unit | 2020 | 2025 | 2030 | 2035 | 2040 | 2045 | 2050
Nuclear | GWh | 38318 | 26452 | 26452 | 26452 | 26452 | 26452 | 16835
Gas & FO | GWh | 72353 | 53815 | 24737 | 22891 | - | - | -
Zero-Carbon Firm Resource | GWh | - | - | - | - | 3815 | 4730 | 5193
Other | GWh | 2721 | 2721 | 2721 | 2721 | - | - | -
In-State Hydro | GWh | 27094 | 26896 | 27809 | 30925 | 29814 | 29896 | 29901
Hydro Imports (Existing) | GWh | 10361 | 10361 | 10361 | 10361 | 10361 | 10361 | 10361
Hydro Imports (New) | GWh | - | - | 10403 | 10403 | 10403 | 10403 | 10403
Wind | GWh | 4796 | 10148 | 14688 | 18135 | 21774 | 24578 | 29272
Wind Imports | GWh | - | - | 10777 | 15268 | 19066 | 24962 | 24911
Offshore Wind | GWh | - | 4459 | 25687 | 37237 | 64685 | 72082 | 72217
Solar | GWh | 3908 | 18135 | 31264 | 56856 | 77886 | 95519 | 120512
Battery Storage | GWh | -5 | 12 | -1093 | -2520 | -3216 | -3691 | -4613
Pumped Storage | GWh | -134 | -65 | -44 | -71 | -275 | -227 | -357
Imports* | GWh | 2598 | 4345 | 1461 | 2039 | 12190 | 14524 | 14509
Exports | GWh | -2867 | -6642 | -13536 | -16004 | -13042 | -14524 | -14509
Load | GWh | 159146 | 150639 | 171691 | 214699 | 259913 | 295065 | 314635
*Hydro Imports from Canada are included in the generation mix table and are therefore not included in the Imports row.
Annual Zero-Carbon Fuel Consumption | Unit | 2020 | 2025 | 2030 | 2035 | 2040 | 2045 | 2050
Hydrogen | TBtu | 0 | 0 | 0 | 0 | 37 | 47 | 51
Total Installed Capacity by Region
NYISO_A-E | Unit | 2020 | 2025 | 2030 | 2035 | 2040 | 2045 | 2050
Wind | MW | 1917 | 4056 | 5519 | 6007 | 6329 | 6601 | 7455
Wind Imports | MW | - | - | 2732 | 3880 | 4878 | 6397 | 6397
Offshore Wind | MW | bar: 2020 to 2050
Solar | MW | 212 | 4902 | 8765 | 16281 | 22530 | 25125 | 28056
Dist Solar | MW | 730 | 2457 | 4164 | 4164 | 4164 | 4164 | 4164
Battery Storage | MW | 11 | 519 | 1964 | 6268 | 8168 | 8670 | 8930
Pumped Storage | MW | 268 | 268 | 268 | 268 | 268 | 268 | 268
Tier 4 | MW | bar: 2020 to 2050
Hydro Imports (Existing) | MW | 1485 | 1485 | 1485 | 1485 | 1485 | 1485 | 1485
In-State Hydro | MW | 3901 | 3901 | 3901 | 4071 | 4071 | 4071 | 4071
Nuclear | MW | 3355 | 3355 | 3355 | 3355 | 3355 | 3355 | 2135
Gas & FO | MW | 4026 | 4026 | 3311 | 3311 | - | - | -
Zero-Carbon Firm Resource | MW | - | - | - | - | 4734 | 4734 | 4734
Other | MW | 123 | 123 | 123 | 123 | - | - | -
NYISO_F | Unit | 2020 | 2025 | 2030 | 2035 | 2040 | 2045 | 2050
Wind | MW | - | - | - | 422 | 1009 | 1437 | 1864
Wind Imports | MW | bar: 2020 to 2050
Offshore Wind | MW | bar: 2020 to 2050
Solar | MW | 40 | 260 | 460 | 2571 | 5245 | 9563 | 15647
Dist Solar | MW | 369 | 853 | 1428 | 1428 | 2154 | 2154 | 2154
Battery Storage | MW | 8 | 60 | 60 | 60 | 565 | 3018 | 4906
Pumped Storage | MW | 1167 | 1167 | 1167 | 1167 | 1167 | 1167 | 1167
Tier 4 | MW | bar: 2020 to 2050
Hydro Imports (Existing) | MW | bar: 2020 to 2050
In-State Hydro | MW | 283 | 283 | 283 | 453 | 453 | 453 | 453
Nuclear | MW | bar: 2020 to 2050
Gas & FO | MW | 3015 | 3015 | 3015 | 3015 | - | - | -
Zero-Carbon Firm Resource | MW | - | - | - | - | 2696 | 2696 | 2696
Other | MW | 23 | 23 | 23 | 23 | - | - | -
NYISO_GHI | Unit | 2020 | 2025 | 2030 | 2035 | 2040 | 2045 | 2050
Wind | MW | - | - | - | 198 | 489 | 699 | 909
Wind Imports | MW | bar: 2020 to 2050
Offshore Wind | MW | bar: 2020 to 2050
Solar | MW | 25 | 260 | 260 | 260 | 559 | 985 | 3353
Dist Solar | MW | 363 | 772 | 1278 | 2771 | 2771 | 2771 | 2771
Battery Storage | MW | - | 430 | 430 | 430 | 430 | 430 | 430
Pumped Storage | MW | bar: 2020 to 2050
Tier 4 | MW | bar: 2020 to 2050
Hydro Imports (Existing) | MW | bar: 2020 to 2050
In-State Hydro | MW | 79 | 79 | 79 | 79 | 88 | 88 | 88
Nuclear | MW | 1505 | - | - | - | - | - | -
Gas & FO | MW | 4625 | 4586 | 4091 | 1691 | - | - | -
Zero-Carbon Firm Resource | MW | - | - | - | 23 | 3023 | 3023 | 3023
Other | MW | 60 | 60 | 60 | 60 | - | - | -
NYISO_J | Unit | 2020 | 2025 | 2030 | 2035 | 2040 | 2045 | 2050
Wind | MW | bar: 2020 to 2050
Wind Imports | MW | bar: 2020 to 2050
Offshore Wind | MW | - | - | 3886 | 6000 | 8392 | 10080 | 10085
Solar | MW | bar: 2020 to 2050
Dist Solar | MW | 236 | 474 | 773 | 773 | 846 | 1676 | 1676
Battery Storage | MW | - | 275 | 275 | 3169 | 4257 | 4718 | 5075
Pumped Storage | MW | bar: 2020 to 2050
Tier 4 | MW | - | - | 2550 | 2550 | 2550 | 2550 | 2550
Hydro Imports (Existing) | MW | bar: 2020 to 2050
In-State Hydro | MW | bar: 2020 to 2050
Nuclear | MW | bar: 2020 to 2050
Gas & FO | MW | 9608 | 9044 | 7284 | 4687 | - | - | -
Zero-Carbon Firm Resource | MW | - | - | - | - | 4250 | 4728 | 4728
Other | MW | bar: 2020 to 2050
NYISO_K | Unit | 2020 | 2025 | 2030 | 2035 | 2040 | 2045 | 2050
Wind | MW | - | - | - | 31 | 67 | 94 | 121
Wind Imports | MW | bar: 2020 to 2050
Offshore Wind | MW | - | 1054 | 2314 | 3000 | 7146 | 7146 | 7146
Solar | MW | 32 | 32 | 32 | 299 | 502 | 817 | 1441
Dist Solar | MW | 585 | 827 | 1330 | 2883 | 2883 | 2883 | 2883
Battery Storage | MW | - | 216 | 270 | 1630 | 1630 | 1670 | 1851
Pumped Storage | MW | bar: 2020 to 2050
Tier 4 | MW | bar: 2020 to 2050
Hydro Imports (Existing) | MW | bar: 2020 to 2050
In-State Hydro | MW | bar: 2020 to 2050
Nuclear | MW | bar: 2020 to 2050
Gas & FO | MW | 5115 | 5090 | 4061 | 2306 | - | - | -
Zero-Carbon Firm Resource | MW | - | - | - | 1159 | 4259 | 4813 | 4813
Other | MW | 121 | 121 | 121 | 121 | - | - | -
Statewide summaries reflect the additional HQ hydro capacity and generation delivered via the Champlain Hudson Power Express (CHPE) line in the resource category Hydro Imports (New). Statewide summaries do not include NY internal power transfers, such as the capacity provided to NYC from upstate New York via the Clean Path New York (CPNY) line.
Where applicable, zonal summaries include both CHPE and CPNY, together referred to as Tier 4, and both inject power into Zone J. CPNY is only included in mitigation cases, not the reference case.

## Scenario 4
Capacity and Generation Results: Scenario 4
Note: 2020 is a modeled year, reflecting historical trends.
Note: "Other" category includes existing facilities combusting landfill gas or waste products.
Fuel Mix (Capacity) | Unit | 2020 | 2025 | 2030 | 2035 | 2040 | 2045 | 2050
Nuclear | MW | 4860 | 3355 | 3355 | 3355 | 3355 | 3355 | 2135
Gas & FO | MW | 26388 | 25761 | 21579 | 17653 | - | - | -
Zero-Carbon Firm Resource | MW | - | - | - | - | 20214 | 20348 | 20062
Other | MW | 327 | 327 | 327 | 327 | - | - | -
In-State Hydro | MW | 4262 | 4262 | 4262 | 4603 | 4612 | 4612 | 4612
Hydro Imports (Existing) | MW | 1485 | 1485 | 1485 | 1485 | 1485 | 1485 | 1485
Hydro Imports (New) | MW | - | - | 1250 | 1250 | 1250 | 1250 | 1250
Wind | MW | 1917 | 4056 | 5519 | 6658 | 8076 | 9405 | 11687
Wind Imports | MW | - | - | 2836 | 4240 | 6397 | 6397 | 6397
Offshore Wind | MW | - | 1054 | 6200 | 9000 | 13001 | 15887 | 16002
Solar | MW | 2592 | 10837 | 18867 | 30791 | 42578 | 52467 | 64475
Battery Storage | MW | 20 | 1500 | 3000 | 8888 | 13653 | 18514 | 22529
Pumped Storage | MW | 1435 | 1435 | 1435 | 1435 | 1435 | 1435 | 1435
Annual Fuel Mix (Energy) | Unit | 2020 | 2025 | 2030 | 2035 | 2040 | 2045 | 2050
Nuclear | GWh | 38318 | 26452 | 26452 | 26452 | 26452 | 26452 | 16835
Gas & FO | GWh | 72352 | 54058 | 24683 | 22812 | - | - | -
Zero-Carbon Firm Resource | GWh | - | - | - | - | 4329 | 5062 | 5915
Other | GWh | 2721 | 2721 | 2721 | 2721 | - | - | -
In-State Hydro | GWh | 27094 | 26894 | 27833 | 30883 | 29921 | 29966 | 29963
Hydro Imports (Existing) | GWh | 10361 | 10361 | 10361 | 10361 | 10361 | 10361 | 10361
Hydro Imports (New) | GWh | - | - | 10403 | 10403 | 10403 | 10403 | 10403
Wind | GWh | 4796 | 10148 | 14697 | 18152 | 22429 | 26487 | 33319
Wind Imports | GWh | - | - | 11191 | 16701 | 25128 | 25048 | 24923
Offshore Wind | GWh | - | 4459 | 25687 | 37237 | 54007 | 66481 | 66976
Solar | GWh | 3908 | 18135 | 32064 | 55981 | 79505 | 100409 | 125388
Battery Storage | GWh | -5 | 14 | -1083 | -2298 | -2610 | -3939 | -5170
Pumped Storage | GWh | -134 | -63 | -15 | -48 | -246 | -201 | -305
Imports* | GWh | 2597 | 4350 | 1459 | 1933 | 13184 | 14375 | 14569
Exports | GWh | -2867 | -6602 | -12895 | -15829 | -13184 | -14375 | -14569
Load | GWh | 159146 | 150931 | 173564 | 215470 | 259682 | 296532 | 318608
*Hydro Imports from Canada are included in the generation mix table and are therefore not included in the Imports row.
Annual Zero-Carbon Fuel Consumption | Unit | 2020 | 2025 | 2030 | 2035 | 2040 | 2045 | 2050
Hydrogen | TBtu | 0 | 0 | 0 | 0 | 32 | 37 | 43
Total Installed Capacity by Region
NYISO_A-E | Unit | 2020 | 2025 | 2030 | 2035 | 2040 | 2045 | 2050
Wind | MW | 1917 | 4056 | 5519 | 6007 | 6511 | 7176 | 8794
Wind Imports | MW | - | - | 2836 | 4240 | 6397 | 6397 | 6397
Offshore Wind | MW | bar: 2020 to 2050
Solar | MW | 212 | 4902 | 9144 | 16505 | 22625 | 27457 | 30388
Dist Solar | MW | 730 | 2457 | 4164 | 4164 | 4164 | 4164 | 4164
Battery Storage | MW | 12 | 519 | 1990 | 6052 | 8495 | 10273 | 10728
Pumped Storage | MW | 268 | 268 | 268 | 268 | 268 | 268 | 268
Tier 4 | MW | bar: 2020 to 2050
Hydro Imports (Existing) | MW | 1485 | 1485 | 1485 | 1485 | 1485 | 1485 | 1485
In-State Hydro | MW | 3901 | 3901 | 3901 | 4071 | 4071 | 4071 | 4071
Nuclear | MW | 3355 | 3355 | 3355 | 3355 | 3355 | 3355 | 2135
Gas & FO | MW | 4026 | 4026 | 3128 | 3128 | - | - | -
Zero-Carbon Firm Resource | MW | - | - | - | - | 3374 | 2551 | 2551
Other | MW | 123 | 123 | 123 | 123 | - | - | -
NYISO_F | Unit | 2020 | 2025 | 2030 | 2035 | 2040 | 2045 | 2050
Wind | MW | - | - | - | 422 | 1009 | 1437 | 1864
Wind Imports | MW | bar: 2020 to 2050
Offshore Wind | MW | bar: 2020 to 2050
Solar | MW | 40 | 260 | 460 | 2571 | 5245 | 9563 | 15647
Dist Solar | MW | 369 | 853 | 1428 | 1428 | 2154 | 2154 | 2154
Battery Storage | MW | 8 | 60 | 60 | 60 | 1292 | 3176 | 5649
Pumped Storage | MW | 1167 | 1167 | 1167 | 1167 | 1167 | 1167 | 1167
Tier 4 | MW | bar: 2020 to 2050
Hydro Imports (Existing) | MW | bar: 2020 to 2050
In-State Hydro | MW | 283 | 283 | 283 | 453 | 453 | 453 | 453
Nuclear | MW | bar: 2020 to 2050
Gas & FO | MW | 3015 | 3015 | 3015 | 3015 | - | - | -
Zero-Carbon Firm Resource | MW | - | - | - | - | 3264 | 3264 | 3264
Other | MW | 23 | 23 | 23 | 23 | - | - | -
NYISO_GHI | Unit | 2020 | 2025 | 2030 | 2035 | 2040 | 2045 | 2050
Wind | MW | - | - | - | 198 | 489 | 699 | 909
Wind Imports | MW | bar: 2020 to 2050
Offshore Wind | MW | bar: 2020 to 2050
Solar | MW | 25 | 260 | 260 | 260 | 559 | 985 | 3353
Dist Solar | MW | 363 | 772 | 1278 | 2771 | 2771 | 2771 | 2771
Battery Storage | MW | - | 430 | 430 | 430 | 430 | 430 | 430
Pumped Storage | MW | bar: 2020 to 2050
Tier 4 | MW | bar: 2020 to 2050
Hydro Imports (Existing) | MW | bar: 2020 to 2050
In-State Hydro | MW | 79 | 79 | 79 | 79 | 88 | 88 | 88
Nuclear | MW | 1505 | - | - | - | - | - | -
Gas & FO | MW | 4625 | 4586 | 4091 | 2270 | - | - | -
Zero-Carbon Firm Resource | MW | - | - | - | - | 2900 | 3100 | 3100
Other | MW | 60 | 60 | 60 | 60 | - | - | -
NYISO_J | Unit | 2020 | 2025 | 2030 | 2035 | 2040 | 2045 | 2050
Wind | MW | bar: 2020 to 2050
Wind Imports | MW | bar: 2020 to 2050
Offshore Wind | MW | - | - | 3886 | 6000 | 6400 | 9285 | 9400
Solar | MW | bar: 2020 to 2050
Dist Solar | MW | 236 | 474 | 773 | 773 | 1676 | 1676 | 1676
Battery Storage | MW | - | 275 | 275 | 2102 | 2849 | 3815 | 4332
Pumped Storage | MW | bar: 2020 to 2050
Tier 4 | MW | - | - | 2550 | 2550 | 2550 | 2550 | 2550
Hydro Imports (Existing) | MW | bar: 2020 to 2050
In-State Hydro | MW | bar: 2020 to 2050
Nuclear | MW | bar: 2020 to 2050
Gas & FO | MW | 9608 | 9044 | 7284 | 4687 | - | - | -
Zero-Carbon Firm Resource | MW | - | - | - | - | 5601 | 5958 | 5958
Other | MW | bar: 2020 to 2050
NYISO_K | Unit | 2020 | 2025 | 2030 | 2035 | 2040 | 2045 | 2050
Wind | MW | - | - | - | 31 | 67 | 94 | 121
Wind Imports | MW | bar: 2020 to 2050
Offshore Wind | MW | - | 1054 | 2314 | 3000 | 6601 | 6602 | 6602
Solar | MW | 32 | 32 | 32 | 299 | 502 | 817 | 1441
Dist Solar | MW | 585 | 827 | 1330 | 2021 | 2883 | 2883 | 2883
Battery Storage | MW | - | 216 | 244 | 244 | 587 | 820 | 1390
Pumped Storage | MW | bar: 2020 to 2050
Tier 4 | MW | bar: 2020 to 2050
Hydro Imports (Existing) | MW | bar: 2020 to 2050
In-State Hydro | MW | bar: 2020 to 2050
Nuclear | MW | bar: 2020 to 2050
Gas & FO | MW | 5115 | 5090 | 4061 | 4553 | - | - | -
Zero-Carbon Firm Resource | MW | - | - | - | - | 5074 | 5475 | 5189
Other | MW | 121 | 121 | 121 | 121 | - | - | -
Statewide summaries reflect the additional HQ hydro capacity and generation delivered via the Champlain Hudson Power Express (CHPE) line in the resource category Hydro Imports (New). Statewide summaries do not include NY internal power transfers, such as the capacity provided to NYC from upstate New York via the Clean Path New York (CPNY) line.
Where applicable, zonal summaries include both CHPE and CPNY, together referred to as Tier 4, and both inject power into Zone J. CPNY is only included in mitigation cases, not the reference case.

## IRA Low Impacts
Capacity and Generation Results: IRA Low Impacts
Note: 2020 is a modeled year, reflecting historical trends.
Note: "Other" category includes existing facilities combusting landfill gas or waste products.
Reference Case | [8 empty] | Scenario 1 | [8 empty] | Scenario 2 | [8 empty] | Scenario 3 | [8 empty] | Scenario 4
Fuel Mix (Capacity) | Unit | 2020 | 2025 | 2030 | 2035 | 2040 | 2045 | 2050 | Fuel Mix (Capacity) | Unit | 2020 | 2025 | 2030 | 2035 | 2040 | 2045 | 2050 | Fuel Mix (Capacity) | Unit | 2020 | 2025 | 2030 | 2035 | 2040 | 2045 | 2050 | Fuel Mix (Capacity) | Unit | 2020 | 2025 | 2030 | 2035 | 2040 | 2045 | 2050 | Fuel Mix (Capacity) | Unit | 2020 | 2025 | 2030 | 2035 | 2040 | 2045 | 2050
Nuclear | MW | 4860.2 | 3355.2 | 2135.4 | 1287.2 | 1287.2 | 1287.2 | 0 | Nuclear | MW | 4860.2 | 3355.2 | 3355.2 | 3355.2 | 3355.2 | 3355.2 | 2135.4 | Nuclear | MW | 4860.2 | 3355.2 | 3355.2 | 3355.2 | 3355.2 | 3355.2 | 2135.4 | Nuclear | MW | 4860.2 | 3355.2 | 3355.2 | 3355.2 | 3355.2 | 3355.2 | 2135.4 | Nuclear | MW | 4860.2 | 3355.2 | 3355.2 | 3355.2 | 3355.2 | 3355.2 | 2135.4
Gas & FO | MW | 26388.53 | 25930.74 | 21050.02 | 15187.49 | 16445.71 | 18246.78 | 21599.57 | Gas & FO | MW | 26388.27 | 25886.05 | 20880.98 | 12930.94 | 0 | 0 | 0 | Gas & FO | MW | 26388.3 | 25761.38 | 20756.28 | 12921.89 | 0 | 0 | 0 | Gas & FO | MW | 26388.1 | 25761.1 | 21249.5 | 14496.99 | 0 | 0 | 0 | Gas & FO | MW | 26388.29 | 25761.45 | 20756.43 | 13784.35 | 0 | 0 | 0
Zero-Carbon Firm Resource | MW | 0 | 0 | 0 | 0 | 0 | 0 | 0 | Zero-Carbon Firm Resource | MW | 0 | 0 | 0 | 0 | 18929.23 | 22751.69 | 22466.1 | Zero-Carbon Firm Resource | MW | 0 | 0 | 0 | 0 | 17458.72 | 17656.21 | 17370.61 | Zero-Carbon Firm Resource | MW | 0 | 0 | 0 | 508.88 | 18816.58 | 20024.61 | 20024.62 | Zero-Carbon Firm Resource | MW | 0 | 0 | 0 | 0 | 19248.05 | 20546.44 | 20260.84
Other | MW | 327 | 327 | 327 | 327 | 327 | 275 | 177.9 | Other | MW | 327 | 327 | 327 | 327 | 0 | 0 | 0 | Other | MW | 327 | 327 | 327 | 327 | 0 | 0 | 0 | Other | MW | 327 | 327 | 327 | 327 | 0 | 0 | 0 | Other | MW | 327 | 327 | 327 | 327 | 0 | 0 | 0
In-State Hydro | MW | 4262.2 | 4262.2 | 4262.2 | 4262.2 | 4262.2 | 4262.2 | 4262.2 | In-State Hydro | MW | 4262.2 | 4262.2 | 4262.2 | 4262.2 | 4603.2 | 4612.2 | 4612.2 | In-State Hydro | MW | 4262.2 | 4262.2 | 4262.2 | 4262.2 | 4603.2 | 4612.2 | 4612.2 | In-State Hydro | MW | 4262.2 | 4262.2 | 4416.55 | 4416.55 | 4603.2 | 4612.2 | 4612.2 | In-State Hydro | MW | 4262.2 | 4262.2 | 4262.2 | 4262.2 | 4603.2 | 4612.2 | 4612.2
Hydro Imports (Existing) | MW | 1485 | 1485 | 1485 | 1485 | 1485 | 1485 | 1485 | Hydro Imports (Existing) | MW | 1485 | 1485 | 1485 | 1485 | 1485 | 1485 | 1485 | Hydro Imports (Existing) | MW | 1485 | 1485 | 1485 | 1485 | 1485 | 1485 | 1485 | Hydro Imports (Existing) | MW | 1485 | 1485 | 1485 | 1485 | 1485 | 1485 | 1485 | Hydro Imports (Existing) | MW | 1485 | 1485 | 1485 | 1485 | 1485 | 1485 | 1485
Hydro Imports (New) | MW | 0 | 0 | 1250 | 1250 | 1250 | 1250 | 1250 | Hydro Imports (New) | MW | 0 | 0 | 1250 | 1250 | 1250 | 1250 | 1250 | Hydro Imports (New) | MW | 0 | 0 | 1250 | 1250 | 1250 | 1250 | 1250 | Hydro Imports (New) | MW | 0 | 0 | 1250 | 1250 | 1250 | 1250 | 1250 | Hydro Imports (New) | MW | 0 | 0 | 1250 | 1250 | 1250 | 1250 | 1250
Wind | MW | 1916.9 | 4055.88 | 5519.16 | 7184.43 | 7184.44 | 7184.44 | 7184.44 | Wind | MW | 1916.9 | 4055.88 | 7053.6 | 11941.6 | 11941.6 | 13483.83 | 14183.96 | Wind | MW | 1916.9 | 4055.88 | 8242.74 | 12100.33 | 12100.33 | 13642.56 | 14342.69 | Wind | MW | 1916.9 | 4055.88 | 8242.75 | 12060.72 | 12060.73 | 13602.96 | 14303.09 | Wind | MW | 1916.9 | 4055.88 | 8249.74 | 12315.39 | 12315.46 | 13805.86 | 14557.75
Wind Imports | MW | 0 | 0 | 0.03 | 0.05 | 0.06 | 0.07 | 0.07 | Wind Imports | MW | 0 | 0 | 0.03 | 0.05 | 0.12 | 2363.5 | 3534.31 | Wind Imports | MW | 0 | 0 | 0.03 | 0.05 | 190.19 | 1524.05 | 2729.28 | Wind Imports | MW | 0 | 0 | 0.04 | 0.05 | 400.16 | 2618.49 | 3348.5 | Wind Imports | MW | 0 | 0 | 0.07 | 0.07 | 0.25 | 2018.28 | 3843.74
Offshore Wind | MW | 0 | 1054 | 6200.03 | 9000.04 | 9000.05 | 9000.05 | 9000.05 | Offshore Wind | MW | 0 | 1054 | 6200.02 | 9000.03 | 20080.97 | 20080.97 | 20080.97 | Offshore Wind | MW | 0 | 1054 | 6200.03 | 9000.03 | 18245.35 | 18245.35 | 18245.35 | Offshore Wind | MW | 0 | 1054 | 6200.04 | 9000.04 | 19730.18 | 19730.18 | 19730.18 | Offshore Wind | MW | 0 | 1054 | 6200.04 | 9000.04 | 19060.04 | 19060.04 | 19060.04
Solar | MW | 2591.84 | 10836.68 | 14980.39 | 17674.07 | 17947.72 | 18009.69 | 18025.9 | Solar | MW | 2591.84 | 10836.68 | 18192.27 | 28115.85 | 31727.81 | 42808.87 | 56947.5 | Solar | MW | 2591.84 | 10836.68 | 18577.88 | 31854.37 | 35974.86 | 45488.55 | 59292.85 | Solar | MW | 2591.84 | 10836.68 | 19169.25 | 32395.67 | 35912.76 | 44881.04 | 56888.8 | Solar | MW | 2591.84 | 10836.68 | 20396.16 | 32828.21 | 36239.54 | 46418.05 | 59565.19
Battery Storage | MW | 750.01 | 1500.06 | 3000.11 | 7402.57 | 7402.57 | 7435.93 | 7451.45 | Battery Storage | MW | 749.99 | 1500.01 | 3000 | 11768.23 | 12762.13 | 15931.94 | 21645.87 | Battery Storage | MW | 749.99 | 1500.02 | 3000.02 | 11558.91 | 12705.92 | 16577.98 | 19223.63 | Battery Storage | MW | 749.99 | 1500.01 | 3000 | 13000.01 | 15096.77 | 18219.45 | 20729.13 | Battery Storage | MW | 749.99 | 1500.02 | 2999.98 | 14556.44 | 14556.47 | 17819.03 | 21072.64
Pumped Storage | MW | 1435.4 | 1435.4 | 1435.4 | 1435.4 | 1435.4 | 1435.4 | 1435.4 | Pumped Storage | MW | 1435.4 | 1435.4 | 1435.4 | 1435.4 | 1435.4 | 1435.4 | 1435.4 | Pumped Storage | MW | 1435.4 | 1435.4 | 1435.4 | 1435.4 | 1435.4 | 1435.4 | 1435.4 | Pumped Storage | MW | 1435.4 | 1435.4 | 1435.4 | 1435.4 | 1435.4 | 1435.4 | 1435.4 | Pumped Storage | MW | 1435.4 | 1435.4 | 1435.4 | 1435.4 | 1435.4 | 1435.4 | 1435.4
Annual Fuel Mix (Energy) | Unit | 2020 | 2025 | 2030 | 2035 | 2040 | 2045 | 2050 | Annual Fuel Mix (Energy) | Unit | 2020 | 2025 | 2030 | 2035 | 2040 | 2045 | 2050 | Annual Fuel Mix (Energy) | Unit | 2020 | 2025 | 2030 | 2035 | 2040 | 2045 | 2050 | Annual Fuel Mix (Energy) | Unit | 2020 | 2025 | 2030 | 2035 | 2040 | 2045 | 2050 | Annual Fuel Mix (Energy) | Unit | 2020 | 2025 | 2030 | 2035 | 2040 | 2045 | 2050
Nuclear | GWh | 38317.8168 | 26452.3968 | 16835.4936 | 10148.2848 | 10148.2848 | 10148.2848 | 0 | Nuclear | GWh | 38317.8168 | 26452.3968 | 26452.3968 | 26452.3968 | 26452.3968 | 26452.3968 | 16835.4936 | Nuclear | GWh | 38317.8168 | 26452.3968 | 26452.3968 | 26452.3968 | 26452.3968 | 26452.3968 | 16835.4936 | Nuclear | GWh | 38317.8168 | 26452.3968 | 26452.3968 | 26452.3968 | 26452.3968 | 26452.3968 | 16835.4936 | Nuclear | GWh | 38317.8168 | 26452.3968 | 26452.3968 | 26452.3968 | 26452.3968 | 26452.3968 | 16835.4936
Gas & FO | GWh | 72656.7714 | 52782.1904 | 25394.0937 | 18769.9959 | 22239.4278 | 25225.2207 | 36744.3043 | Gas & FO | GWh | 72401.5081 | 54874.8189 | 22436.7529 | 21174.7128 | 0 | 0 | 0 | Gas & FO | GWh | 72364.1662 | 54123.9545 | 22898.4282 | 21450.2521 | 0 | 0 | 0 | Gas & FO | GWh | 72371.8105 | 53646.5956 | 25078.911 | 22211.3735 | 0 | 0 | 0 | Gas & FO | GWh | 72372.4341 | 53892.2763 | 24995.2097 | 22331.0311 | 0 | 0 | 0
Zero-Carbon Firm Resource | GWh | 0 | 0 | 0 | 0 | 0 | 0 | 0 | Zero-Carbon Firm Resource | GWh | 0 | 0 | 0 | 0 | 5109.483 | 8145.7187 | 7314.4003 | Zero-Carbon Firm Resource | GWh | 0 | 0 | 0 | 0 | 5108.1569 | 8173.9726 | 4058.1674 | Zero-Carbon Firm Resource | GWh | 0 | 0 | 0 | 0 | 4946.6653 | 6038.8167 | 5128.633 | Zero-Carbon Firm Resource | GWh | 0 | 0 | 0 | 0 | 5111.8614 | 8174.0931 | 5315.342
Other | GWh | 2721.2064 | 2721.2064 | 2721.2064 | 2721.2064 | 2721.2064 | 2288.4624 | 1480.44 | Other | GWh | 2721.2064 | 2721.2064 | 2721.2064 | 2721.2064 | 0 | 0 | 0 | Other | GWh | 2721.2064 | 2721.2064 | 2721.2064 | 2721.2064 | 0 | 0 | 0 | Other | GWh | 2721.2064 | 2721.2064 | 2721.2064 | 2721.2064 | 0 | 0 | 0 | Other | GWh | 2721.2064 | 2721.2064 | 2721.2064 | 2721.2064 | 0 | 0 | 0
In-State Hydro | GWh | 27072.3527 | 26854.5174 | 27480.3752 | 27034.0642 | 26991.2833 | 26946.0695 | 26892.1933 | In-State Hydro | GWh | 27070.8745 | 26872.8006 | 27741.7985 | 27522.1764 | 29950.9637 | 29985.7622 | 30043.6764 | In-State Hydro | GWh | 27071.0992 | 26874.6332 | 27823.8087 | 27756.7686 | 29921.5626 | 30064.2905 | 30120.8053 | In-State Hydro | GWh | 27071.2771 | 26834.847 | 29134.5363 | 29034.7218 | 29881.4369 | 29965.2871 | 29994.4163 | In-State Hydro | GWh | 27071.1641 | 26865.8751 | 27776.8707 | 27750.356 | 29901.0027 | 30067.3098 | 30007.2291
Hydro Imports (Existing) | GWh | 10360.5392 | 10360.5429 | 10360.5369 | 10360.5361 | 10360.5364 | 10360.5383 | 10360.5406 | Hydro Imports (Existing) | GWh | 10360.5447 | 10360.5478 | 10360.5465 | 10360.5456 | 10360.5455 | 10360.5414 | 10360.5481 | Hydro Imports (Existing) | GWh | 10360.5426 | 10360.5427 | 10360.5463 | 10360.5444 | 10360.5378 | 10360.5442 | 10360.549 | Hydro Imports (Existing) | GWh | 10360.552 | 10360.5524 | 10360.5446 | 10360.5492 | 10360.5492 | 10360.5465 | 10360.5539 | Hydro Imports (Existing) | GWh | 10360.543 | 10360.5459 | 10360.5435 | 10360.5461 | 10360.5419 | 10360.5403 | 10360.5562
Hydro Imports (New) | GWh | 0 | 0 | 10402.5014 | 10402.5123 | 10402.5118 | 10402.5164 | 10402.5114 | Hydro Imports (New) | GWh | 0 | 0 | 10402.5063 | 10402.5065 | 10402.5067 | 10402.5085 | 10402.5046 | Hydro Imports (New) | GWh | 0 | 0 | 10402.5014 | 10402.5053 | 10402.5067 | 10402.5088 | 10402.5049 | Hydro Imports (New) | GWh | 0 | 0 | 10402.5105 | 10402.5074 | 10402.5055 | 10402.5067 | 10402.5046 | Hydro Imports (New) | GWh | 0 | 0 | 10402.5058 | 10402.5037 | 10402.5062 | 10402.5086 | 10402.5043
Wind | GWh | 4796.1999 | 10148.0914 | 14697.3643 | 19631.1882 | 19631.3837 | 19631.2857 | 19631.4819 | Wind | GWh | 4796.2107 | 10148.0991 | 19254.39 | 34084.7016 | 33937.9953 | 38426.455 | 40340.6464 | Wind | GWh | 4796.2104 | 10148.099 | 22892.6047 | 34556.0524 | 34524.2233 | 39105.6844 | 40826.6825 | Wind | GWh | 4796.2148 | 10148.1003 | 22784.8021 | 34394.9492 | 34218.4776 | 38680.3207 | 40864.6757 | Wind | GWh | 4796.2111 | 10148.0992 | 22838.7202 | 35189.5863 | 34948.7031 | 39344.9221 | 41330.6848
Wind Imports | GWh | 0 | 0 | 0.10309 | 0.12334 | 0.15564 | 0.16446 | 0.20542 | Wind Imports | GWh | 0 | 0 | 0.05384 | 0.10705 | 0.37842 | 9238.5747 | 13692.5645 | Wind Imports | GWh | 0 | 0 | 0.09325 | 0.16399 | 745.4955 | 5990.2817 | 10619.6501 | Wind Imports | GWh | 0 | 0 | 0.13083 | 0.14629 | 1539.1921 | 10205.9199 | 13101.7208 | Wind Imports | GWh | 0 | 0 | 0.24668 | 0.23924 | 0.85898 | 7862.7901 | 14882.0954
Offshore Wind | GWh | 0 | 4459.0311 | 25686.9609 | 37114.641 | 37223.5294 | 37233.4655 | 37237.4392 | Offshore Wind | GWh | 0 | 4459.0391 | 25686.9396 | 37237.3431 | 82661.6451 | 83095.4185 | 83349.3001 | Offshore Wind | GWh | 0 | 4459.0389 | 25686.978 | 37237.3702 | 75906.0158 | 76398.0392 | 76521.3103 | Offshore Wind | GWh | 0 | 4459.0437 | 25687.032 | 37237.4312 | 81541.7653 | 81701.5419 | 82504.5519 | Offshore Wind | GWh | 0 | 4459.0392 | 25687.0661 | 37237.4523 | 78821.7167 | 79384.3063 | 79406.0489
Solar | GWh | 3908.3712 | 18134.6035 | 25529.7418 | 30670.3475 | 31064.8564 | 31142.3124 | 31177.4866 | Solar | GWh | 3908.3968 | 18134.618 | 30630.4234 | 49563.6309 | 57178.1342 | 80819.5871 | 109869.5493 | Solar | GWh | 3908.3958 | 18134.6168 | 31461.8441 | 57122.9349 | 65968.8822 | 86285.9491 | 113488.4254 | Solar | GWh | 3908.4074 | 18134.6225 | 32500.4535 | 57972.6633 | 65496.9221 | 84675.0747 | 110151.8131 | Solar | GWh | 3908.3977 | 18134.6185 | 35103.9624 | 59120.7711 | 66394.2836 | 88121.5321 | 115330.65
Battery Storage | GWh | -50.7298 | 79.4089 | -564.425 | -976.7361 | -912.1239 | -914.1241 | -819.0878 | Battery Storage | GWh | -50.6028 | 95.987 | -687.7615 | -1824.9834 | -2450.3536 | -3123.1901 | -4988.0233 | Battery Storage | GWh | -50.6189 | 96.2104 | -849.8894 | -2101.6711 | -2089.8561 | -2779.5905 | -4169.7529 | Battery Storage | GWh | -50.7634 | 112.1136 | -636.9562 | -2513.9949 | -2519.4796 | -3208.8403 | -4322.9998 | Battery Storage | GWh | -50.7266 | 103.3011 | -665.518 | -2522.2177 | -2628.8495 | -3466.6765 | -4946.8286
Pumped Storage | GWh | -83.8954 | -46.8427 | -212.0383 | -60.7437 | -56.3568 | -113.6003 | -39.5878 | Pumped Storage | GWh | -79.063 | -90.6877 | -300.5253 | -19.4327 | -87.3296 | -268.5265 | -277.6213 | Pumped Storage | GWh | -78.7222 | -89.7487 | -160.082 | -33.4588 | -143.5194 | -208.1162 | -402.2501 | Pumped Storage | GWh | -78.7405 | -70.068 | -359.5144 | -29.4018 | -98.76 | -204.6143 | -381.4112 | Pumped Storage | GWh | -78.8605 | -91.5733 | -314.4815 | -13.5774 | -82.1884 | -169.8402 | -312.3698
Imports* | GWh | 2590.0131 | 4455.8876 | 753.2637 | 166.0343 | 170.5391 | 3598.8038 | 10113.6931 | Imports* | GWh | 2562.1325 | 4571.0483 | 848.5017 | 1456.0735 | 10167.0969 | 13501.959 | 14455.724 | Imports* | GWh | 2558.5551 | 4455.2455 | 1111.854 | 1675.8309 | 10577.7356 | 12412.702 | 14158.8167 | Imports* | GWh | 2559.5115 | 4461.8156 | 1444.7678 | 1885.31 | 10344.2123 | 13187.8602 | 13681.327 | Imports* | GWh | 2559.2321 | 4465.626 | 1529.1608 | 1810.6448 | 10503.7807 | 12769.1318 | 14264.0851
Exports | GWh | -2800.2942 | -6794.0364 | -11398.0164 | -16067.3466 | -14483.5227 | -12505.3061 | -10802.3174 | Exports | GWh | -2828.2691 | -6392.9498 | -13613.1115 | -14683.4791 | -10167.1351 | -13501.9732 | -14455.7177 | Exports | GWh | -2833.3559 | -6551.3755 | -12274.2258 | -14494.6976 | -10577.7793 | -12412.6907 | -14158.7937 | Exports | GWh | -2831.9191 | -6622.8245 | -13880.1902 | -15263.6095 | -10344.2392 | -13187.817 | -13681.3419 | Exports | GWh | -2832.0984 | -6580.5165 | -13323.6387 | -15143.6469 | -10503.8135 | -12769.1305 | -14264.1059
Load | GWh | 159488.4914 | 149607.1553 | 147687.2953 | 149914.2904 | 155501.9412 | 163444.2948 | 172379.5148 | Load | GWh | 159180.9606 | 152207.1207 | 161934.4019 | 204447.7785 | 253516.4853 | 293535.3865 | 316943.2772 | Load | GWh | 159135.5525 | 151185.0067 | 168528.2629 | 213106.4258 | 257156.5621 | 290246.0596 | 308661.8317 | Load | GWh | 159145.5106 | 150638.5808 | 171690.7536 | 214866.4174 | 262221.7729 | 295069.0205 | 314640.0597 | Load | GWh | 159145.506 | 150931.039 | 173564.4188 | 215697.5016 | 259682.953 | 296533.9375 | 318611.6243
*Hydro Imports from Canada are included in the generation mix table and are therefore not included in the Imports row. | [8 empty] | *Hydro Imports from Canada are included in the generation mix table and are therefore not included in the Imports row. | [8 empty] | *Hydro Imports from Canada are included in the generation mix table and are therefore not included in the Imports row. | [8 empty] | *Hydro Imports from Canada are included in the generation mix table and are therefore not included in the Imports row. | [8 empty] | *Hydro Imports from Canada are included in the generation mix table and are therefore not included in the Imports row.
Annual Zero-Carbon Fuel Consumption | Unit | 2020 | 2025 | 2030 | 2035 | 2040 | 2045 | 2050 | Annual Zero-Carbon Fuel Consumption | Unit | 2020 | 2025 | 2030 | 2035 | 2040 | 2045 | 2050 | Annual Zero-Carbon Fuel Consumption | Unit | 2020 | 2025 | 2030 | 2035 | 2040 | 2045 | 2050 | Annual Zero-Carbon Fuel Consumption | Unit | 2020 | 2025 | 2030 | 2035 | 2040 | 2045 | 2050 | Annual Zero-Carbon Fuel Consumption | Unit | 2020 | 2025 | 2030 | 2035 | 2040 | 2045 | 2050
Hydrogen | TBtu | 0.00013891 | 0.00010687 | 0.00029864 | 0.001148 | 0.00056221 | 0.0011053 | 0.00056757 | Hydrogen | TBtu | 0 | 0 | 0 | 0 | 37.5 | 60 | 53.7227 | Hydrogen | TBtu | 0 | 0 | 0 | 0 | 37.4999 | 59.9999 | 29.7753 | Hydrogen | TBtu | 0 | 0 | 0 | 0 | 48.9998 | 59.9998 | 50.6371 | Hydrogen | TBtu | 0 | 0 | 0 | 0 | 37.5 | 59.9999 | 38.9939
Total Installed Capacity by Region | [8 empty] | Total Installed Capacity by Region | [8 empty] | Total Installed Capacity by Region | [8 empty] | Total Installed Capacity by Region | [8 empty] | Total Installed Capacity by Region
NYISO_A-E | Unit | 2020 | 2025 | 2030 | 2035 | 2040 | 2045 | 2050 | NYISO_A-E | Unit | 2020 | 2025 | 2030 | 2035 | 2040 | 2045 | 2050 | NYISO_A-E | Unit | 2020 | 2025 | 2030 | 2035 | 2040 | 2045 | 2050 | NYISO_A-E | Unit | 2020 | 2025 | 2030 | 2035 | 2040 | 2045 | 2050 | NYISO_A-E | Unit | 2020 | 2025 | 2030 | 2035 | 2040 | 2045 | 2050
Wind | MW | 1916.9 | 4055.88 | 5519.1 | 7184.28 | 7184.29 | 7184.29 | 7184.29 | Wind | MW | 1916.9 | 4055.88 | 6989.68 | 11290.62 | 11290.62 | 11290.62 | 11290.62 | Wind | MW | 1916.9 | 4055.88 | 8005.24 | 11449.35 | 11449.35 | 11449.35 | 11449.35 | Wind | MW | 1916.9 | 4055.88 | 8005.25 | 11409.74 | 11409.75 | 11409.75 | 11409.75 | Wind | MW | 1916.9 | 4055.88 | 8012.24 | 11664.41 | 11664.42 | 11664.42 | 11664.42
Wind Imports | MW | 0 | 0 | 0.03 | 0.05 | 0.06 | 0.07 | 0.07 | Wind Imports | MW | 0 | 0 | 0.03 | 0.05 | 0.12 | 2363.5 | 3534.31 | Wind Imports | MW | 0 | 0 | 0.03 | 0.05 | 190.19 | 1524.05 | 2729.28 | Wind Imports | MW | 0 | 0 | 0.04 | 0.05 | 400.16 | 2618.49 | 3348.5 | Wind Imports | MW | 0 | 0 | 0.07 | 0.07 | 0.25 | 2018.28 | 3843.74
Offshore Wind | MW | 0 | 0 | 0 | 0 | 0 | 0 | 0 | Offshore Wind | MW | 0 | 0 | 0 | 0 | 0 | 0 | 0 | Offshore Wind | MW | 0 | 0 | 0 | 0 | 0 | 0 | 0 | Offshore Wind | MW | 0 | 0 | 0 | 0 | 0 | 0 | 0 | Offshore Wind | MW | 0 | 0 | 0 | 0 | 0 | 0 | 0
Solar | MW | 211.97 | 4902.08 | 7696.45 | 9646.96 | 9646.96 | 9646.99 | 9647.06 | Solar | MW | 211.97 | 4902.08 | 8468.8 | 12242.28 | 14043.08 | 18700.93 | 22860.12 | Solar | MW | 211.97 | 4902.08 | 8854.41 | 15508.48 | 16738.4 | 20908.29 | 25205.47 | Solar | MW | 211.97 | 4902.08 | 9445.78 | 15619.17 | 16442.23 | 19870.17 | 22801.44 | Solar | MW | 211.97 | 4902.08 | 10672.69 | 16443.75 | 17068.6 | 21799.22 | 25477.81
Dist Solar | MW | 730.33 | 2456.93 | 3031.69 | 3380.75 | 3507.25 | 3535.07 | 3543.14 | Dist Solar | MW | 730.33 | 2456.93 | 4163.84 | 4163.89 | 4163.89 | 4163.89 | 4163.89 | Dist Solar | MW | 730.33 | 2456.93 | 4163.84 | 4163.89 | 4163.89 | 4163.89 | 4163.89 | Dist Solar | MW | 730.33 | 2456.93 | 4163.84 | 4163.88 | 4163.88 | 4163.88 | 4163.88 | Dist Solar | MW | 730.33 | 2456.93 | 4163.84 | 4163.89 | 4163.89 | 4163.89 | 4163.89
Battery Storage | MW | 518.84 | 518.86 | 1985.74 | 2533.24 | 2533.24 | 2533.55 | 2534.45 | Battery Storage | MW | 518.86 | 518.86 | 518.87 | 5015.58 | 5015.6 | 5289.08 | 7103.43 | Battery Storage | MW | 518.85 | 518.86 | 1113.33 | 5135.35 | 5409.64 | 6164.52 | 6374.73 | Battery Storage | MW | 518.86 | 518.86 | 534 | 6717.04 | 6717.05 | 6717.08 | 6717.16 | Battery Storage | MW | 518.87 | 518.87 | 646.23 | 7337.02 | 7337.03 | 7337.34 | 7837.43
Pumped Storage | MW | 268.3 | 268.3 | 268.3 | 268.3 | 268.3 | 268.3 | 268.3 | Pumped Storage | MW | 268.3 | 268.3 | 268.3 | 268.3 | 268.3 | 268.3 | 268.3 | Pumped Storage | MW | 268.3 | 268.3 | 268.3 | 268.3 | 268.3 | 268.3 | 268.3 | Pumped Storage | MW | 268.3 | 268.3 | 268.3 | 268.3 | 268.3 | 268.3 | 268.3 | Pumped Storage | MW | 268.3 | 268.3 | 268.3 | 268.3 | 268.3 | 268.3 | 268.3
Tier 4 | MW | 0 | 0 | 0 | 0 | 0 | 0 | 0 | Tier 4 | MW | 0 | 0 | 0 | 0 | 0 | 0 | 0 | Tier 4 | MW | 0 | 0 | 0 | 0 | 0 | 0 | 0 | Tier 4 | MW | 0 | 0 | 0 | 0 | 0 | 0 | 0 | Tier 4 | MW | 0 | 0 | 0 | 0 | 0 | 0 | 0
Hydro Imports (Existing) | MW | 1485 | 1485 | 1485 | 1485 | 1485 | 1485 | 1485 | Hydro Imports (Existing) | MW | 1485 | 1485 | 1485 | 1485 | 1485 | 1485 | 1485 | Hydro Imports (Existing) | MW | 1485 | 1485 | 1485 | 1485 | 1485 | 1485 | 1485 | Hydro Imports (Existing) | MW | 1485 | 1485 | 1485 | 1485 | 1485 | 1485 | 1485 | Hydro Imports (Existing) | MW | 1485 | 1485 | 1485 | 1485 | 1485 | 1485 | 1485
In-State Hydro | MW | 3900.8 | 3900.8 | 3900.8 | 3900.8 | 3900.8 | 3900.8 | 3900.8 | In-State Hydro | MW | 3900.8 | 3900.8 | 3900.8 | 3900.8 | 4071.3 | 4071.3 | 4071.3 | In-State Hydro | MW | 3900.8 | 3900.8 | 3900.8 | 3900.8 | 4071.3 | 4071.3 | 4071.3 | In-State Hydro | MW | 3900.8 | 3900.8 | 3900.8 | 3900.8 | 4071.3 | 4071.3 | 4071.3 | In-State Hydro | MW | 3900.8 | 3900.8 | 3900.8 | 3900.8 | 4071.3 | 4071.3 | 4071.3
Nuclear | MW | 3355.2 | 3355.2 | 2135.4 | 1287.2 | 1287.2 | 1287.2 | 0 | Nuclear | MW | 3355.2 | 3355.2 | 3355.2 | 3355.2 | 3355.2 | 3355.2 | 2135.4 | Nuclear | MW | 3355.2 | 3355.2 | 3355.2 | 3355.2 | 3355.2 | 3355.2 | 2135.4 | Nuclear | MW | 3355.2 | 3355.2 | 3355.2 | 3355.2 | 3355.2 | 3355.2 | 2135.4 | Nuclear | MW | 3355.2 | 3355.2 | 3355.2 | 3355.2 | 3355.2 | 3355.2 | 2135.4
Gas & FO | MW | 4026.2 | 4026.2 | 2429.62 | 2429.85 | 3254.18 | 4431.94 | 6984.24 | Gas & FO | MW | 4026.14 | 4026.14 | 2305.24 | 2305.28 | 0 | 0 | 0 | Gas & FO | MW | 4026.14 | 4026.14 | 2305.27 | 2305.3 | 0 | 0 | 0 | Gas & FO | MW | 4026.1 | 4026.1 | 2798.76 | 2798.76 | 0 | 0 | 0 | Gas & FO | MW | 4026.14 | 4026.14 | 2305.33 | 2305.4 | 0 | 0 | 0
Zero-Carbon Firm Resource | MW | 0 | 0 | 0 | 0 | 0 | 0 | 0 | Zero-Carbon Firm Resource | MW | 0 | 0 | 0 | 0 | 4535.74 | 4535.68 | 4535.68 | Zero-Carbon Firm Resource | MW | 0 | 0 | 0 | 0 | 2974.11 | 2974.01 | 2974.01 | Zero-Carbon Firm Resource | MW | 0 | 0 | 0 | 0 | 5779.8 | 5779.8 | 5779.8 | Zero-Carbon Firm Resource | MW | 0 | 0 | 0 | 0 | 3576.8 | 3576.81 | 3576.81
Other | MW | 122.7 | 122.7 | 122.7 | 122.7 | 122.7 | 122.7 | 122.7 | Other | MW | 122.7 | 122.7 | 122.7 | 122.7 | 0 | 0 | 0 | Other | MW | 122.7 | 122.7 | 122.7 | 122.7 | 0 | 0 | 0 | Other | MW | 122.7 | 122.7 | 122.7 | 122.7 | 0 | 0 | 0 | Other | MW | 122.7 | 122.7 | 122.7 | 122.7 | 0 | 0 | 0
NYISO_F | Unit | 2020 | 2025 | 2030 | 2035 | 2040 | 2045 | 2050 | NYISO_F | Unit | 2020 | 2025 | 2030 | 2035 | 2040 | 2045 | 2050 | NYISO_F | Unit | 2020 | 2025 | 2030 | 2035 | 2040 | 2045 | 2050 | NYISO_F | Unit | 2020 | 2025 | 2030 | 2035 | 2040 | 2045 | 2050 | NYISO_F | Unit | 2020 | 2025 | 2030 | 2035 | 2040 | 2045 | 2050
Wind | MW | 0 | 0 | 0.02 | 0.04 | 0.04 | 0.04 | 0.04 | Wind | MW | 0 | 0 | 49.91 | 421.86 | 421.86 | 1436.55 | 1863.62 | Wind | MW | 0 | 0 | 155.33 | 421.86 | 421.86 | 1436.55 | 1863.62 | Wind | MW | 0 | 0 | 155.33 | 421.86 | 421.86 | 1436.55 | 1863.62 | Wind | MW | 0 | 0 | 155.33 | 421.86 | 421.92 | 1436.55 | 1863.62
Wind Imports | MW | 0 | 0 | 0 | 0 | 0 | 0 | 0 | Wind Imports | MW | 0 | 0 | 0 | 0 | 0 | 0 | 0 | Wind Imports | MW | 0 | 0 | 0 | 0 | 0 | 0 | 0 | Wind Imports | MW | 0 | 0 | 0 | 0 | 0 | 0 | 0 | Wind Imports | MW | 0 | 0 | 0 | 0 | 0 | 0 | 0
Offshore Wind | MW | 0 | 0 | 0 | 0 | 0 | 0 | 0 | Offshore Wind | MW | 0 | 0 | 0 | 0 | 0 | 0 | 0 | Offshore Wind | MW | 0 | 0 | 0 | 0 | 0 | 0 | 0 | Offshore Wind | MW | 0 | 0 | 0 | 0 | 0 | 0 | 0 | Offshore Wind | MW | 0 | 0 | 0 | 0 | 0 | 0 | 0
Solar | MW | 39.98 | 259.97 | 459.97 | 460 | 460 | 460.01 | 460.01 | Solar | MW | 39.98 | 259.97 | 459.97 | 2570.56 | 4362.31 | 9562.53 | 15646.86 | Solar | MW | 39.98 | 259.97 | 459.97 | 2570.56 | 5245.19 | 9562.53 | 15646.86 | Solar | MW | 39.98 | 259.97 | 459.97 | 2570.56 | 5245.18 | 9562.53 | 15646.86 | Solar | MW | 39.98 | 259.97 | 459.97 | 2570.56 | 5245.18 | 9562.53 | 15646.86
Dist Solar | MW | 368.76 | 852.83 | 1039.87 | 1158.34 | 1201.41 | 1212.18 | 1214.87 | Dist Solar | MW | 368.76 | 852.83 | 1428.2 | 2154.21 | 2154.21 | 2154.21 | 2154.21 | Dist Solar | MW | 368.76 | 852.83 | 1428.2 | 2154.21 | 2154.21 | 2154.21 | 2154.21 | Dist Solar | MW | 368.76 | 852.83 | 1428.2 | 2154.21 | 2154.21 | 2154.21 | 2154.21 | Dist Solar | MW | 368.76 | 852.83 | 1428.2 | 2154.21 | 2154.21 | 2154.21 | 2154.21
Battery Storage | MW | 59.83 | 59.84 | 92.92 | 207.35 | 207.35 | 240.39 | 254.89 | Battery Storage | MW | 59.78 | 59.79 | 59.79 | 161.16 | 161.18 | 2862.23 | 5982.67 | Battery Storage | MW | 59.78 | 59.79 | 59.81 | 61.44 | 934.14 | 3297.05 | 5611.74 | Battery Storage | MW | 59.79 | 59.79 | 59.8 | 122.33 | 538.4 | 3179.77 | 5346.43 | Battery Storage | MW | 59.78 | 59.79 | 59.8 | 1058.91 | 1058.93 | 3402.32 | 5762.47
Pumped Storage | MW | 1167.1 | 1167.1 | 1167.1 | 1167.1 | 1167.1 | 1167.1 | 1167.1 | Pumped Storage | MW | 1167.1 | 1167.1 | 1167.1 | 1167.1 | 1167.1 | 1167.1 | 1167.1 | Pumped Storage | MW | 1167.1 | 1167.1 | 1167.1 | 1167.1 | 1167.1 | 1167.1 | 1167.1 | Pumped Storage | MW | 1167.1 | 1167.1 | 1167.1 | 1167.1 | 1167.1 | 1167.1 | 1167.1 | Pumped Storage | MW | 1167.1 | 1167.1 | 1167.1 | 1167.1 | 1167.1 | 1167.1 | 1167.1
Tier 4 | MW | 0 | 0 | 0 | 0 | 0 | 0 | 0 | Tier 4 | MW | 0 | 0 | 0 | 0 | 0 | 0 | 0 | Tier 4 | MW | 0 | 0 | 0 | 0 | 0 | 0 | 0 | Tier 4 | MW | 0 | 0 | 0 | 0 | 0 | 0 | 0 | Tier 4 | MW | 0 | 0 | 0 | 0 | 0 | 0 | 0
Hydro Imports (Existing) | MW | 0 | 0 | 0 | 0 | 0 | 0 | 0 | Hydro Imports (Existing) | MW | 0 | 0 | 0 | 0 | 0 | 0 | 0 | Hydro Imports (Existing) | MW | 0 | 0 | 0 | 0 | 0 | 0 | 0 | Hydro Imports (Existing) | MW | 0 | 0 | 0 | 0 | 0 | 0 | 0 | Hydro Imports (Existing) | MW | 0 | 0 | 0 | 0 | 0 | 0 | 0
In-State Hydro | MW | 282.8 | 282.8 | 282.8 | 282.8 | 282.8 | 282.8 | 282.8 | In-State Hydro | MW | 282.8 | 282.8 | 282.8 | 282.8 | 453.3 | 453.3 | 453.3 | In-State Hydro | MW | 282.8 | 282.8 | 282.8 | 282.8 | 453.3 | 453.3 | 453.3 | In-State Hydro | MW | 282.8 | 282.8 | 437.15 | 437.15 | 453.3 | 453.3 | 453.3 | In-State Hydro | MW | 282.8 | 282.8 | 282.8 | 282.8 | 453.3 | 453.3 | 453.3
Nuclear | MW | 0 | 0 | 0 | 0 | 0 | 0 | 0 | Nuclear | MW | 0 | 0 | 0 | 0 | 0 | 0 | 0 | Nuclear | MW | 0 | 0 | 0 | 0 | 0 | 0 | 0 | Nuclear | MW | 0 | 0 | 0 | 0 | 0 | 0 | 0 | Nuclear | MW | 0 | 0 | 0 | 0 | 0 | 0 | 0
Gas & FO | MW | 3014.68 | 3014.68 | 3014.71 | 3014.9 | 3017 | 3018.73 | 3019.43 | Gas & FO | MW | 3014.64 | 3014.64 | 3014.64 | 3014.68 | 0 | 0 | 0 | Gas & FO | MW | 3014.64 | 3014.64 | 3014.64 | 3014.68 | 0 | 0 | 0 | Gas & FO | MW | 3014.6 | 3014.6 | 3014.59 | 3014.59 | 0 | 0 | 0 | Gas & FO | MW | 3014.64 | 3014.64 | 3014.64 | 3014.7 | 0 | 0 | 0
Zero-Carbon Firm Resource | MW | 0 | 0 | 0 | 0 | 0 | 0 | 0 | Zero-Carbon Firm Resource | MW | 0 | 0 | 0 | 0 | 5177.87 | 5177.99 | 5177.99 | Zero-Carbon Firm Resource | MW | 0 | 0 | 0 | 0 | 3679.76 | 3679.76 | 3679.76 | Zero-Carbon Firm Resource | MW | 0 | 0 | 0 | 0 | 3136.7 | 3136.7 | 3136.7 | Zero-Carbon Firm Resource | MW | 0 | 0 | 0 | 0 | 4291.81 | 4291.89 | 4291.88
Other | MW | 22.7 | 22.7 | 22.7 | 22.7 | 22.7 | 22.7 | 22.7 | Other | MW | 22.7 | 22.7 | 22.7 | 22.7 | 0 | 0 | 0 | Other | MW | 22.7 | 22.7 | 22.7 | 22.7 | 0 | 0 | 0 | Other | MW | 22.7 | 22.7 | 22.7 | 22.7 | 0 | 0 | 0 | Other | MW | 22.7 | 22.7 | 22.7 | 22.7 | 0 | 0 | 0
NYISO_GHI | Unit | 2020 | 2025 | 2030 | 2035 | 2040 | 2045 | 2050 | NYISO_GHI | Unit | 2020 | 2025 | 2030 | 2035 | 2040 | 2045 | 2050 | NYISO_GHI | Unit | 2020 | 2025 | 2030 | 2035 | 2040 | 2045 | 2050 | NYISO_GHI | Unit | 2020 | 2025 | 2030 | 2035 | 2040 | 2045 | 2050 | NYISO_GHI | Unit | 2020 | 2025 | 2030 | 2035 | 2040 | 2045 | 2050
Wind | MW | 0 | 0 | 0.02 | 0.06 | 0.06 | 0.06 | 0.06 | Wind | MW | 0 | 0 | 9.18 | 198.03 | 198.03 | 699.02 | 909.01 | Wind | MW | 0 | 0 | 69.07 | 198.03 | 198.03 | 699.02 | 909.01 | Wind | MW | 0 | 0 | 69.07 | 198.03 | 198.03 | 699.02 | 909.01 | Wind | MW | 0 | 0 | 69.07 | 198.03 | 198.03 | 647.25 | 909.01
Wind Imports | MW | 0 | 0 | 0 | 0 | 0 | 0 | 0 | Wind Imports | MW | 0 | 0 | 0 | 0 | 0 | 0 | 0 | Wind Imports | MW | 0 | 0 | 0 | 0 | 0 | 0 | 0 | Wind Imports | MW | 0 | 0 | 0 | 0 | 0 | 0 | 0 | Wind Imports | MW | 0 | 0 | 0 | 0 | 0 | 0 | 0
Offshore Wind | MW | 0 | 0 | 0 | 0 | 0 | 0 | 0 | Offshore Wind | MW | 0 | 0 | 0 | 0 | 0 | 0 | 0 | Offshore Wind | MW | 0 | 0 | 0 | 0 | 0 | 0 | 0 | Offshore Wind | MW | 0 | 0 | 0 | 0 | 0 | 0 | 0 | Offshore Wind | MW | 0 | 0 | 0 | 0 | 0 | 0 | 0
Solar | MW | 24.98 | 259.85 | 259.85 | 259.85 | 259.86 | 259.87 | 259.87 | Solar | MW | 24.98 | 259.85 | 259.85 | 259.85 | 279.26 | 984.52 | 3352.74 | Solar | MW | 24.98 | 259.85 | 259.85 | 259.85 | 418.98 | 984.52 | 3352.74 | Solar | MW | 24.98 | 259.85 | 259.85 | 259.85 | 279.26 | 984.52 | 3352.73 | Solar | MW | 24.98 | 259.85 | 259.85 | 259.85 | 371.69 | 984.52 | 3352.74
Dist Solar | MW | 363.37 | 772.31 | 930.41 | 1034.54 | 1074.91 | 1082.99 | 1085.68 | Dist Solar | MW | 363.37 | 772.31 | 1277.86 | 2770.87 | 2770.87 | 2770.87 | 2770.87 | Dist Solar | MW | 363.37 | 772.31 | 1277.86 | 2770.87 | 2770.87 | 2770.87 | 2770.87 | Dist Solar | MW | 363.37 | 772.31 | 1277.86 | 2770.87 | 2770.87 | 2770.87 | 2770.87 | Dist Solar | MW | 363.37 | 772.31 | 1277.86 | 2770.87 | 2770.87 | 2770.87 | 2770.87
Battery Storage | MW | 4.32 | 430.25 | 430.25 | 430.26 | 430.26 | 430.26 | 430.26 | Battery Storage | MW | 0.88 | 430.25 | 430.25 | 430.32 | 430.32 | 430.32 | 430.32 | Battery Storage | MW | 0.72 | 430.25 | 430.25 | 430.31 | 430.31 | 430.31 | 430.31 | Battery Storage | MW | 0.85 | 430.25 | 430.25 | 430.29 | 430.29 | 430.29 | 430.29 | Battery Storage | MW | 0.82 | 430.25 | 430.25 | 430.3 | 430.3 | 430.3 | 430.3
Pumped Storage | MW | 0 | 0 | 0 | 0 | 0 | 0 | 0 | Pumped Storage | MW | 0 | 0 | 0 | 0 | 0 | 0 | 0 | Pumped Storage | MW | 0 | 0 | 0 | 0 | 0 | 0 | 0 | Pumped Storage | MW | 0 | 0 | 0 | 0 | 0 | 0 | 0 | Pumped Storage | MW | 0 | 0 | 0 | 0 | 0 | 0 | 0
Tier 4 | MW | 0 | 0 | 0 | 0 | 0 | 0 | 0 | Tier 4 | MW | 0 | 0 | 0 | 0 | 0 | 0 | 0 | Tier 4 | MW | 0 | 0 | 0 | 0 | 0 | 0 | 0 | Tier 4 | MW | 0 | 0 | 0 | 0 | 0 | 0 | 0 | Tier 4 | MW | 0 | 0 | 0 | 0 | 0 | 0 | 0
Hydro Imports (Existing) | MW | 0 | 0 | 0 | 0 | 0 | 0 | 0 | Hydro Imports (Existing) | MW | 0 | 0 | 0 | 0 | 0 | 0 | 0 | Hydro Imports (Existing) | MW | 0 | 0 | 0 | 0 | 0 | 0 | 0 | Hydro Imports (Existing) | MW | 0 | 0 | 0 | 0 | 0 | 0 | 0 | Hydro Imports (Existing) | MW | 0 | 0 | 0 | 0 | 0 | 0 | 0
In-State Hydro | MW | 78.6 | 78.6 | 78.6 | 78.6 | 78.6 | 78.6 | 78.6 | In-State Hydro | MW | 78.6 | 78.6 | 78.6 | 78.6 | 78.6 | 87.6 | 87.6 | In-State Hydro | MW | 78.6 | 78.6 | 78.6 | 78.6 | 78.6 | 87.6 | 87.6 | In-State Hydro | MW | 78.6 | 78.6 | 78.6 | 78.6 | 78.6 | 87.6 | 87.6 | In-State Hydro | MW | 78.6 | 78.6 | 78.6 | 78.6 | 78.6 | 87.6 | 87.6
Nuclear | MW | 1505 | 0 | 0 | 0 | 0 | 0 | 0 | Nuclear | MW | 1505 | 0 | 0 | 0 | 0 | 0 | 0 | Nuclear | MW | 1505 | 0 | 0 | 0 | 0 | 0 | 0 | Nuclear | MW | 1505 | 0 | 0 | 0 | 0 | 0 | 0 | Nuclear | MW | 1505 | 0 | 0 | 0 | 0 | 0 | 0
Gas & FO | MW | 4624.58 | 4586.28 | 4091.22 | 1691.19 | 1692.75 | 1693.55 | 1693.84 | Gas & FO | MW | 4624.53 | 4586.23 | 4091.14 | 1690.98 | 0 | 0 | 0 | Gas & FO | MW | 4624.54 | 4586.24 | 4091.14 | 1690.99 | 0 | 0 | 0 | Gas & FO | MW | 4624.5 | 4586.2 | 4091.1 | 1690.9 | 0 | 0 | 0 | Gas & FO | MW | 4624.54 | 4586.24 | 4091.14 | 1690.99 | 0 | 0 | 0
Zero-Carbon Firm Resource | MW | 0 | 0 | 0 | 0 | 0 | 0 | 0 | Zero-Carbon Firm Resource | MW | 0 | 0 | 0 | 0 | 2501.41 | 3269.54 | 3269.54 | Zero-Carbon Firm Resource | MW | 0 | 0 | 0 | 0 | 2856.7 | 2856.7 | 2856.7 | Zero-Carbon Firm Resource | MW | 0 | 0 | 0 | 0 | 2906.67 | 2906.67 | 2906.67 | Zero-Carbon Firm Resource | MW | 0 | 0 | 0 | 0 | 3084.01 | 3084.08 | 3084.08
Other | MW | 60.2 | 60.2 | 60.2 | 60.2 | 60.2 | 8.2 | 0 | Other | MW | 60.2 | 60.2 | 60.2 | 60.2 | 0 | 0 | 0 | Other | MW | 60.2 | 60.2 | 60.2 | 60.2 | 0 | 0 | 0 | Other | MW | 60.2 | 60.2 | 60.2 | 60.2 | 0 | 0 | 0 | Other | MW | 60.2 | 60.2 | 60.2 | 60.2 | 0 | 0 | 0
NYISO_J | Unit | 2020 | 2025 | 2030 | 2035 | 2040 | 2045 | 2050 | NYISO_J | Unit | 2020 | 2025 | 2030 | 2035 | 2040 | 2045 | 2050 | NYISO_J | Unit | 2020 | 2025 | 2030 | 2035 | 2040 | 2045 | 2050 | NYISO_J | Unit | 2020 | 2025 | 2030 | 2035 | 2040 | 2045 | 2050 | NYISO_J | Unit | 2020 | 2025 | 2030 | 2035 | 2040 | 2045 | 2050
Wind | MW | 0 | 0 | 0 | 0 | 0 | 0 | 0 | Wind | MW | 0 | 0 | 0 | 0 | 0 | 0 | 0 | Wind | MW | 0 | 0 | 0 | 0 | 0 | 0 | 0 | Wind | MW | 0 | 0 | 0 | 0 | 0 | 0 | 0 | Wind | MW | 0 | 0 | 0 | 0 | 0 | 0 | 0
Wind Imports | MW | 0 | 0 | 0 | 0 | 0 | 0 | 0 | Wind Imports | MW | 0 | 0 | 0 | 0 | 0 | 0 | 0 | Wind Imports | MW | 0 | 0 | 0 | 0 | 0 | 0 | 0 | Wind Imports | MW | 0 | 0 | 0 | 0 | 0 | 0 | 0 | Wind Imports | MW | 0 | 0 | 0 | 0 | 0 | 0 | 0
Offshore Wind | MW | 0 | 0 | 3886.02 | 6000.02 | 6000.03 | 6000.03 | 6000.03 | Offshore Wind | MW | 0 | 0 | 3886.01 | 6000.02 | 12236.13 | 12236.13 | 12236.13 | Offshore Wind | MW | 0 | 0 | 3886.02 | 6000.02 | 11045.34 | 11045.34 | 11045.34 | Offshore Wind | MW | 0 | 0 | 3886.02 | 6000.02 | 12530.17 | 12530.17 | 12530.17 | Offshore Wind | MW | 0 | 0 | 3886.02 | 6000.02 | 11828.97 | 11828.97 | 11828.97
Solar | MW | 0 | 0 | 0 | 0 | 0 | 0 | 0 | Solar | MW | 0 | 0 | 0 | 0 | 0 | 0 | 0 | Solar | MW | 0 | 0 | 0 | 0 | 0 | 0 | 0 | Solar | MW | 0 | 0 | 0 | 0 | 0 | 0 | 0 | Solar | MW | 0 | 0 | 0 | 0 | 0 | 0 | 0
Dist Solar | MW | 235.97 | 474 | 562.55 | 625.39 | 649.61 | 655 | 655.89 | Dist Solar | MW | 235.97 | 474 | 772.63 | 772.7 | 772.7 | 772.7 | 1675.64 | Dist Solar | MW | 235.97 | 474 | 772.63 | 1245.02 | 1245.02 | 1245.02 | 1675.64 | Dist Solar | MW | 235.97 | 474 | 772.63 | 1675.64 | 1675.64 | 1675.64 | 1675.64 | Dist Solar | MW | 235.97 | 474 | 772.63 | 1283.59 | 1283.59 | 1283.59 | 1675.64
Battery Storage | MW | 15.97 | 275.45 | 275.52 | 3661.03 | 3661.03 | 3661.04 | 3661.13 | Battery Storage | MW | 2.46 | 275.45 | 1028.91 | 2924.13 | 3917.98 | 4113.25 | 4892.39 | Battery Storage | MW | 1.85 | 275.46 | 879.24 | 3023.27 | 3023.29 | 3777.56 | 3898.3 | Battery Storage | MW | 2.62 | 275.45 | 897.94 | 3482.27 | 5162.95 | 5644.22 | 5987.16 | Battery Storage | MW | 2.18 | 275.45 | 890.08 | 3167.35 | 3167.35 | 4086.21 | 4479.57
Pumped Storage | MW | 0 | 0 | 0 | 0 | 0 | 0 | 0 | Pumped Storage | MW | 0 | 0 | 0 | 0 | 0 | 0 | 0 | Pumped Storage | MW | 0 | 0 | 0 | 0 | 0 | 0 | 0 | Pumped Storage | MW | 0 | 0 | 0 | 0 | 0 | 0 | 0 | Pumped Storage | MW | 0 | 0 | 0 | 0 | 0 | 0 | 0
Tier 4 | MW | 0 | 0 | 1250 | 1250 | 1250 | 1250 | 1250 | Tier 4 | MW | 0 | 0 | 2550 | 2550 | 2550 | 2550 | 2550 | Tier 4 | MW | 0 | 0 | 2550 | 2550 | 2550 | 2550 | 2550 | Tier 4 | MW | 0 | 0 | 2550 | 2550 | 2550 | 2550 | 2550 | Tier 4 | MW | 0 | 0 | 2550 | 2550 | 2550 | 2550 | 2550
Hydro Imports (Existing) | MW | 0 | 0 | 0 | 0 | 0 | 0 | 0 | Hydro Imports (Existing) | MW | 0 | 0 | 0 | 0 | 0 | 0 | 0 | Hydro Imports (Existing) | MW | 0 | 0 | 0 | 0 | 0 | 0 | 0 | Hydro Imports (Existing) | MW | 0 | 0 | 0 | 0 | 0 | 0 | 0 | Hydro Imports (Existing) | MW | 0 | 0 | 0 | 0 | 0 | 0 | 0
In-State Hydro | MW | 0 | 0 | 0 | 0 | 0 | 0 | 0 | In-State Hydro | MW | 0 | 0 | 0 | 0 | 0 | 0 | 0 | In-State Hydro | MW | 0 | 0 | 0 | 0 | 0 | 0 | 0 | In-State Hydro | MW | 0 | 0 | 0 | 0 | 0 | 0 | 0 | In-State Hydro | MW | 0 | 0 | 0 | 0 | 0 | 0 | 0
Nuclear | MW | 0 | 0 | 0 | 0 | 0 | 0 | 0 | Nuclear | MW | 0 | 0 | 0 | 0 | 0 | 0 | 0 | Nuclear | MW | 0 | 0 | 0 | 0 | 0 | 0 | 0 | Nuclear | MW | 0 | 0 | 0 | 0 | 0 | 0 | 0 | Nuclear | MW | 0 | 0 | 0 | 0 | 0 | 0 | 0
Gas & FO | MW | 9608.3 | 9213.41 | 7453.66 | 4919.13 | 5189.42 | 5591.7 | 6070.54 | Gas & FO | MW | 9608.24 | 9168.92 | 7409.17 | 3790.4 | 0 | 0 | 0 | Gas & FO | MW | 9608.24 | 9044.22 | 7284.47 | 3665.76 | 0 | 0 | 0 | Gas & FO | MW | 9608.2 | 9044.1 | 7284.35 | 4686.74 | 0 | 0 | 0 | Gas & FO | MW | 9608.24 | 9044.3 | 7284.55 | 4219.3 | 0 | 0 | 0
Zero-Carbon Firm Resource | MW | 0 | 0 | 0 | 0 | 0 | 0 | 0 | Zero-Carbon Firm Resource | MW | 0 | 0 | 0 | 0 | 4065.36 | 5619.71 | 5619.71 | Zero-Carbon Firm Resource | MW | 0 | 0 | 0 | 0 | 4340.63 | 4553.91 | 4553.91 | Zero-Carbon Firm Resource | MW | 0 | 0 | 0 | 0 | 3385.12 | 3888.18 | 3888.19 | Zero-Carbon Firm Resource | MW | 0 | 0 | 0 | 0 | 4982.39 | 5234.78 | 5234.78
Other | MW | 0 | 0 | 0 | 0 | 0 | 0 | 0 | Other | MW | 0 | 0 | 0 | 0 | 0 | 0 | 0 | Other | MW | 0 | 0 | 0 | 0 | 0 | 0 | 0 | Other | MW | 0 | 0 | 0 | 0 | 0 | 0 | 0 | Other | MW | 0 | 0 | 0 | 0 | 0 | 0 | 0
NYISO_K | Unit | 2020 | 2025 | 2030 | 2035 | 2040 | 2045 | 2050 | NYISO_K | Unit | 2020 | 2025 | 2030 | 2035 | 2040 | 2045 | 2050 | NYISO_K | Unit | 2020 | 2025 | 2030 | 2035 | 2040 | 2045 | 2050 | NYISO_K | Unit | 2020 | 2025 | 2030 | 2035 | 2040 | 2045 | 2050 | NYISO_K | Unit | 2020 | 2025 | 2030 | 2035 | 2040 | 2045 | 2050
Wind | MW | 0 | 0 | 0.02 | 0.05 | 0.05 | 0.05 | 0.05 | Wind | MW | 0 | 0 | 4.83 | 31.09 | 31.09 | 57.64 | 120.71 | Wind | MW | 0 | 0 | 13.1 | 31.09 | 31.09 | 57.64 | 120.71 | Wind | MW | 0 | 0 | 13.1 | 31.09 | 31.09 | 57.64 | 120.71 | Wind | MW | 0 | 0 | 13.1 | 31.09 | 31.09 | 57.64 | 120.7
Wind Imports | MW | 0 | 0 | 0 | 0 | 0 | 0 | 0 | Wind Imports | MW | 0 | 0 | 0 | 0 | 0 | 0 | 0 | Wind Imports | MW | 0 | 0 | 0 | 0 | 0 | 0 | 0 | Wind Imports | MW | 0 | 0 | 0 | 0 | 0 | 0 | 0 | Wind Imports | MW | 0 | 0 | 0 | 0 | 0 | 0 | 0
Offshore Wind | MW | 0 | 1054 | 2314.01 | 3000.02 | 3000.02 | 3000.02 | 3000.02 | Offshore Wind | MW | 0 | 1054 | 2314.01 | 3000.01 | 7844.84 | 7844.84 | 7844.84 | Offshore Wind | MW | 0 | 1054 | 2314.01 | 3000.01 | 7200.01 | 7200.01 | 7200.01 | Offshore Wind | MW | 0 | 1054 | 2314.02 | 3000.02 | 7200.01 | 7200.01 | 7200.01 | Offshore Wind | MW | 0 | 1054 | 2314.02 | 3000.02 | 7231.07 | 7231.07 | 7231.07
Solar | MW | 31.5 | 31.5 | 31.5 | 31.53 | 31.53 | 31.53 | 31.53 | Solar | MW | 31.5 | 31.5 | 31.5 | 298.86 | 298.86 | 816.59 | 1440.54 | Solar | MW | 31.5 | 31.5 | 31.5 | 298.86 | 355.67 | 816.59 | 1440.54 | Solar | MW | 31.5 | 31.5 | 31.5 | 298.86 | 298.86 | 816.59 | 1440.54 | Solar | MW | 31.5 | 31.5 | 31.5 | 298.86 | 298.88 | 816.59 | 1440.54
Dist Solar | MW | 584.98 | 827.21 | 968.1 | 1076.71 | 1116.19 | 1126.05 | 1127.85 | Dist Solar | MW | 584.98 | 827.21 | 1329.62 | 2882.63 | 2882.63 | 2882.63 | 2882.63 | Dist Solar | MW | 584.98 | 827.21 | 1329.62 | 2882.63 | 2882.63 | 2882.63 | 2882.63 | Dist Solar | MW | 584.98 | 827.21 | 1329.62 | 2882.63 | 2882.63 | 2882.63 | 2882.63 | Dist Solar | MW | 584.98 | 827.21 | 1329.62 | 2882.63 | 2882.63 | 2882.63 | 2882.63
Battery Storage | MW | 151.05 | 215.66 | 215.68 | 570.69 | 570.69 | 570.69 | 570.72 | Battery Storage | MW | 168.01 | 215.66 | 962.18 | 3237.04 | 3237.05 | 3237.06 | 3237.06 | Battery Storage | MW | 168.79 | 215.66 | 517.39 | 2908.54 | 2908.54 | 2908.54 | 2908.55 | Battery Storage | MW | 167.87 | 215.66 | 1078.01 | 2248.08 | 2248.08 | 2248.09 | 2248.09 | Battery Storage | MW | 168.34 | 215.66 | 973.62 | 2562.86 | 2562.86 | 2562.86 | 2562.87
Pumped Storage | MW | 0 | 0 | 0 | 0 | 0 | 0 | 0 | Pumped Storage | MW | 0 | 0 | 0 | 0 | 0 | 0 | 0 | Pumped Storage | MW | 0 | 0 | 0 | 0 | 0 | 0 | 0 | Pumped Storage | MW | 0 | 0 | 0 | 0 | 0 | 0 | 0 | Pumped Storage | MW | 0 | 0 | 0 | 0 | 0 | 0 | 0
Tier 4 | MW | 0 | 0 | 0 | 0 | 0 | 0 | 0 | Tier 4 | MW | 0 | 0 | 0 | 0 | 0 | 0 | 0 | Tier 4 | MW | 0 | 0 | 0 | 0 | 0 | 0 | 0 | Tier 4 | MW | 0 | 0 | 0 | 0 | 0 | 0 | 0 | Tier 4 | MW | 0 | 0 | 0 | 0 | 0 | 0 | 0
Hydro Imports (Existing) | MW | 0 | 0 | 0 | 0 | 0 | 0 | 0 | Hydro Imports (Existing) | MW | 0 | 0 | 0 | 0 | 0 | 0 | 0 | Hydro Imports (Existing) | MW | 0 | 0 | 0 | 0 | 0 | 0 | 0 | Hydro Imports (Existing) | MW | 0 | 0 | 0 | 0 | 0 | 0 | 0 | Hydro Imports (Existing) | MW | 0 | 0 | 0 | 0 | 0 | 0 | 0
In-State Hydro | MW | 0 | 0 | 0 | 0 | 0 | 0 | 0 | In-State Hydro | MW | 0 | 0 | 0 | 0 | 0 | 0 | 0 | In-State Hydro | MW | 0 | 0 | 0 | 0 | 0 | 0 | 0 | In-State Hydro | MW | 0 | 0 | 0 | 0 | 0 | 0 | 0 | In-State Hydro | MW | 0 | 0 | 0 | 0 | 0 | 0 | 0
Nuclear | MW | 0 | 0 | 0 | 0 | 0 | 0 | 0 | Nuclear | MW | 0 | 0 | 0 | 0 | 0 | 0 | 0 | Nuclear | MW | 0 | 0 | 0 | 0 | 0 | 0 | 0 | Nuclear | MW | 0 | 0 | 0 | 0 | 0 | 0 | 0 | Nuclear | MW | 0 | 0 | 0 | 0 | 0 | 0 | 0
Gas & FO | MW | 5114.77 | 5090.17 | 4060.81 | 3132.42 | 3292.36 | 3510.86 | 3831.52 | Gas & FO | MW | 5114.72 | 5090.12 | 4060.79 | 2129.6 | 0 | 0 | 0 | Gas & FO | MW | 5114.74 | 5090.14 | 4060.76 | 2245.16 | 0 | 0 | 0 | Gas & FO | MW | 5114.7 | 5090.1 | 4060.7 | 2306 | 0 | 0 | 0 | Gas & FO | MW | 5114.73 | 5090.13 | 4060.77 | 2553.96 | 0 | 0 | 0
Zero-Carbon Firm Resource | MW | 0 | 0 | 0 | 0 | 0 | 0 | 0 | Zero-Carbon Firm Resource | MW | 0 | 0 | 0 | 0 | 2648.85 | 4148.77 | 3863.18 | Zero-Carbon Firm Resource | MW | 0 | 0 | 0 | 0 | 3607.52 | 3591.83 | 3306.23 | Zero-Carbon Firm Resource | MW | 0 | 0 | 0 | 508.88 | 3608.29 | 4313.26 | 4313.26 | Zero-Carbon Firm Resource | MW | 0 | 0 | 0 | 0 | 3313.04 | 4358.88 | 4073.29
Other | MW | 121.4 | 121.4 | 121.4 | 121.4 | 121.4 | 121.4 | 32.5 | Other | MW | 121.4 | 121.4 | 121.4 | 121.4 | 0 | 0 | 0 | Other | MW | 121.4 | 121.4 | 121.4 | 121.4 | 0 | 0 | 0 | Other | MW | 121.4 | 121.4 | 121.4 | 121.4 | 0 | 0 | 0 | Other | MW | 121.4 | 121.4 | 121.4 | 121.4 | 0 | 0 | 0
Statewide summaries reflect the additional HQ hydro capacity and generation delivered via the Champlain Hudson Power Express (CHPE) line in the resource category Hydro Imports (New). Statewide summaries do not include NY internal power transfers, such as the capacity provided to NYC from upstate New York via the Clean Path New York (CPNY) line.
Where applicable, zonal summaries include both CHPE and CPNY, together referred to as Tier 4, and both inject power into Zone J. CPNY is only included in mitigation cases, not the reference case.

## IRA High Impacts
Capacity and Generation Results: IRA High Impacts
Note: 2020 is a modeled year, reflecting historical trends.
Note: "Other" category includes existing facilities combusting landfill gas or waste products.
Reference Case | [8 empty] | Scenario 1 | [8 empty] | Scenario 2 | [8 empty] | Scenario 3 | [8 empty] | Scenario 4
Fuel Mix (Capacity) | Unit | 2020 | 2025 | 2030 | 2035 | 2040 | 2045 | 2050 | Fuel Mix (Capacity) | Unit | 2020 | 2025 | 2030 | 2035 | 2040 | 2045 | 2050 | Fuel Mix (Capacity) | Unit | 2020 | 2025 | 2030 | 2035 | 2040 | 2045 | 2050 | Fuel Mix (Capacity) | Unit | 2020 | 2025 | 2030 | 2035 | 2040 | 2045 | 2050 | Fuel Mix (Capacity) | Unit | 2020 | 2025 | 2030 | 2035 | 2040 | 2045 | 2050
Nuclear | MW | 4860.2 | 3355.2 | 2135.4 | 1287.2 | 1287.2 | 1287.2 | 0 | Nuclear | MW | 4860.2 | 3355.2 | 3355.2 | 3355.2 | 3355.2 | 3355.2 | 2135.4 | Nuclear | MW | 4860.2 | 3355.2 | 3355.2 | 3355.2 | 3355.2 | 3355.2 | 2135.4 | Nuclear | MW | 4860.2 | 3355.2 | 3355.2 | 3355.2 | 3355.2 | 3355.2 | 2135.4 | Nuclear | MW | 4860.2 | 3355.2 | 3355.2 | 3355.2 | 3355.2 | 3355.2 | 2135.4
Gas & FO | MW | 26388.1 | 25930.24 | 21047.83 | 15285.58 | 16436.96 | 17395.36 | 20749.38 | Gas & FO | MW | 26388.1 | 25869.15 | 20863.88 | 14111.36 | 0 | 0 | 0 | Gas & FO | MW | 26388.1 | 25761.1 | 20755.83 | 14003.37 | 0 | 0 | 0 | Gas & FO | MW | 26388.1 | 25761.1 | 20755.84 | 13192.55 | 0 | 0 | 0 | Gas & FO | MW | 26388.1 | 25761.1 | 22342.96 | 15590.5 | 0 | 0 | 0
Zero-Carbon Firm Resource | MW | 0 | 0 | 0 | 0 | 0 | 0 | 0 | Zero-Carbon Firm Resource | MW | 0 | 0 | 0 | 0 | 18581.52 | 22282.23 | 22282.23 | Zero-Carbon Firm Resource | MW | 0 | 0 | 0 | 0 | 17289.96 | 17070.02 | 17070.02 | Zero-Carbon Firm Resource | MW | 0 | 0 | 0 | 2555.4 | 19288.61 | 19288.61 | 19885.96 | Zero-Carbon Firm Resource | MW | 0 | 0 | 0 | 0 | 19565.25 | 19657.61 | 19657.6
Other | MW | 327 | 327 | 327 | 327 | 327 | 275 | 177.9 | Other | MW | 327 | 327 | 327 | 327 | 0 | 0 | 0 | Other | MW | 327 | 327 | 327 | 327 | 0 | 0 | 0 | Other | MW | 327 | 327 | 327 | 327 | 0 | 0 | 0 | Other | MW | 327 | 327 | 327 | 327 | 0 | 0 | 0
In-State Hydro | MW | 4262.2 | 4262.2 | 4262.2 | 4262.2 | 4262.2 | 4262.2 | 4262.2 | In-State Hydro | MW | 4262.2 | 4262.2 | 4262.2 | 4432.69 | 4603.2 | 4603.2 | 4603.2 | In-State Hydro | MW | 4262.2 | 4262.2 | 4262.2 | 4432.7 | 4603.2 | 4603.2 | 4603.2 | In-State Hydro | MW | 4262.2 | 4262.2 | 4262.2 | 4603.2 | 4603.2 | 4603.2 | 4612.2 | In-State Hydro | MW | 4262.2 | 4262.2 | 4262.2 | 4603.2 | 4603.2 | 4603.2 | 4612.2
Hydro Imports (Existing) | MW | 1485 | 1485 | 1485 | 1485 | 1485 | 1485 | 1485 | Hydro Imports (Existing) | MW | 1485 | 1485 | 1485 | 1485 | 1485 | 1485 | 1485 | Hydro Imports (Existing) | MW | 1485 | 1485 | 1485 | 1485 | 1485 | 1485 | 1485 | Hydro Imports (Existing) | MW | 1485 | 1485 | 1485 | 1485 | 1485 | 1485 | 1485 | Hydro Imports (Existing) | MW | 1485 | 1485 | 1485 | 1485 | 1485 | 1485 | 1485
Hydro Imports (New) | MW | 0 | 0 | 1250 | 1250 | 1250 | 1250 | 1250 | Hydro Imports (New) | MW | 0 | 0 | 1250 | 1250 | 1250 | 1250 | 1250 | Hydro Imports (New) | MW | 0 | 0 | 1250 | 1250 | 1250 | 1250 | 1250 | Hydro Imports (New) | MW | 0 | 0 | 1250 | 1250 | 1250 | 1250 | 1250 | Hydro Imports (New) | MW | 0 | 0 | 1250 | 1250 | 1250 | 1250 | 1250
Wind | MW | 1916.9 | 4055.88 | 5519.04 | 6421.46 | 7183.84 | 8500.27 | 8500.27 | Wind | MW | 1916.9 | 4055.88 | 7057.35 | 11579.84 | 14557.38 | 17759.33 | 18407.62 | Wind | MW | 1916.9 | 4055.88 | 8242.74 | 11579.84 | 14634.72 | 16783.49 | 17431.78 | Wind | MW | 1916.9 | 4055.88 | 8242.75 | 11579.89 | 15314.62 | 17463.33 | 18111.61 | Wind | MW | 1916.9 | 4055.88 | 8242.73 | 11631.2 | 14748.29 | 17595.96 | 18244.25
Wind Imports | MW | 0 | 0 | 0 | 0 | 0 | 0 | 0 | Wind Imports | MW | 0 | 0 | 0 | 0 | 0 | 0 | 0 | Wind Imports | MW | 0 | 0 | 0 | 0 | 0 | 0 | 0 | Wind Imports | MW | 0 | 0 | 0 | 0 | 0 | 0 | 0 | Wind Imports | MW | 0 | 0 | 0 | 0 | 0 | 0 | 0
Offshore Wind | MW | 0 | 1054 | 6200 | 9000 | 9000 | 9000 | 9000 | Offshore Wind | MW | 0 | 1054 | 6200 | 9000 | 14064.19 | 17386.15 | 21136.04 | Offshore Wind | MW | 0 | 1054 | 6200 | 9434.25 | 14676.2 | 15645.63 | 18738.62 | Offshore Wind | MW | 0 | 1054 | 6698.82 | 9619.13 | 15528.79 | 17370.17 | 20434.69 | Offshore Wind | MW | 0 | 1054 | 6387.06 | 9761.93 | 15088.12 | 17031.57 | 20779.86
Solar | MW | 2591.84 | 10836.68 | 15004.45 | 17673.71 | 17947.63 | 20329.32 | 20345.52 | Solar | MW | 2591.84 | 10836.68 | 18192.25 | 27368.54 | 39922.79 | 47680.36 | 55610.39 | Solar | MW | 2591.84 | 10836.68 | 18580.21 | 30453.77 | 40110.35 | 50738.09 | 58902.63 | Solar | MW | 2591.84 | 10836.68 | 18761.8 | 30503.85 | 40489.15 | 49525.27 | 57136.4 | Solar | MW | 2591.84 | 10836.68 | 19981.98 | 30374.49 | 40690.82 | 49633.22 | 57534.89
Battery Storage | MW | 747.67 | 1500 | 3000.04 | 7225.45 | 7402.83 | 8388.56 | 8388.57 | Battery Storage | MW | 748.52 | 1500.01 | 2999.97 | 10595.58 | 13198.49 | 16161.08 | 21716.19 | Battery Storage | MW | 748.65 | 1500.01 | 2999.96 | 10551.93 | 12767.31 | 17232.06 | 19502.26 | Battery Storage | MW | 746.24 | 1500.03 | 2999.98 | 11621.34 | 14279.77 | 19001.95 | 20750.7 | Battery Storage | MW | 748.94 | 1500.01 | 2999.97 | 11455.43 | 13626.04 | 18303.78 | 21657.65
Pumped Storage | MW | 1435.4 | 1435.4 | 1435.4 | 1435.4 | 1435.4 | 1435.42 | 1435.42 | Pumped Storage | MW | 1435.4 | 1435.4 | 1435.4 | 1435.4 | 1435.4 | 1435.4 | 1435.4 | Pumped Storage | MW | 1435.4 | 1435.4 | 1435.4 | 1435.4 | 1435.4 | 1435.4 | 1435.4 | Pumped Storage | MW | 1435.4 | 1435.4 | 1435.4 | 1435.4 | 1435.4 | 1435.4 | 1435.4 | Pumped Storage | MW | 1435.4 | 1435.4 | 1435.4 | 1435.4 | 1435.4 | 1435.4 | 1435.4
Annual Fuel Mix (Energy) | Unit | 2020 | 2025 | 2030 | 2035 | 2040 | 2045 | 2050 | Annual Fuel Mix (Energy) | Unit | 2020 | 2025 | 2030 | 2035 | 2040 | 2045 | 2050 | Annual Fuel Mix (Energy) | Unit | 2020 | 2025 | 2030 | 2035 | 2040 | 2045 | 2050 | Annual Fuel Mix (Energy) | Unit | 2020 | 2025 | 2030 | 2035 | 2040 | 2045 | 2050 | Annual Fuel Mix (Energy) | Unit | 2020 | 2025 | 2030 | 2035 | 2040 | 2045 | 2050
Nuclear | GWh | 38317.8168 | 26452.3968 | 16835.4936 | 10148.2848 | 10148.2848 | 10148.2848 | 0 | Nuclear | GWh | 38317.8168 | 26452.3968 | 26452.3968 | 26452.3968 | 26452.3968 | 26452.3968 | 16835.4936 | Nuclear | GWh | 38317.8168 | 26452.3968 | 26452.3968 | 26452.3968 | 26452.3968 | 26452.3968 | 16835.4936 | Nuclear | GWh | 38317.8168 | 26452.3968 | 26452.3968 | 26452.3968 | 26452.3968 | 26452.3968 | 16835.4936 | Nuclear | GWh | 38317.8168 | 26452.3968 | 26452.3968 | 26452.3968 | 26452.3968 | 26452.3968 | 16835.4936
Gas & FO | GWh | 72648.938 | 52779.388 | 25361.7401 | 19782.0134 | 22261.5459 | 20281.4175 | 29735.6842 | Gas & FO | GWh | 72398.3272 | 54870.9309 | 22409.0678 | 22069.1173 | 0 | 0 | 0 | Gas & FO | GWh | 72361.0799 | 54121.0958 | 22881.7355 | 22435.8774 | 0 | 0 | 0 | Gas & FO | GWh | 72370.4769 | 53644.8998 | 25183.6181 | 23399.861 | 0 | 0 | 0 | Gas & FO | GWh | 72369.9304 | 53889.0715 | 25012.2942 | 23050.7469 | 0 | 0 | 0
Zero-Carbon Firm Resource | GWh | 0 | 0 | 0 | 0 | 0 | 0 | 0 | Zero-Carbon Firm Resource | GWh | 0 | 0 | 0 | 0 | 5108.8187 | 8163.0503 | 7314.3708 | Zero-Carbon Firm Resource | GWh | 0 | 0 | 0 | 0 | 5109.2179 | 8169.6089 | 4199.4771 | Zero-Carbon Firm Resource | GWh | 0 | 0 | 0 | 0 | 4944.2044 | 6078.1726 | 5113.2704 | Zero-Carbon Firm Resource | GWh | 0 | 0 | 0 | 0 | 5110.5252 | 8171.3671 | 5458.8469
Other | GWh | 2721.2064 | 2721.2064 | 2721.2064 | 2721.2064 | 2721.2064 | 2288.4624 | 1480.44 | Other | GWh | 2721.2064 | 2721.2064 | 2721.2064 | 2721.2064 | 0 | 0 | 0 | Other | GWh | 2721.2064 | 2721.2064 | 2721.2064 | 2721.2064 | 0 | 0 | 0 | Other | GWh | 2721.2064 | 2721.2064 | 2721.2064 | 2721.2064 | 0 | 0 | 0 | Other | GWh | 2721.2064 | 2721.2064 | 2721.2064 | 2721.2064 | 0 | 0 | 0
In-State Hydro | GWh | 27072.7779 | 26851.9892 | 27427.6116 | 27067.4354 | 26985.9466 | 26926.9414 | 26961.4602 | In-State Hydro | GWh | 27071.0475 | 26873.4321 | 27739.5524 | 29360.1923 | 29839.9954 | 29895.9791 | 30018.3898 | In-State Hydro | GWh | 27071.5941 | 26874.8632 | 27820.5447 | 29367.7421 | 29859.4806 | 29918.1971 | 30056.9608 | In-State Hydro | GWh | 27071.3786 | 26835.5452 | 27790.0344 | 30835.5847 | 29838.0695 | 29834.3609 | 30021.4603 | In-State Hydro | GWh | 27071.2604 | 26865.8138 | 27793.9981 | 30837.417 | 29850.4081 | 29893.3672 | 30083.6086
Hydro Imports (Existing) | GWh | 10360.5418 | 10360.5375 | 10360.5368 | 10360.5391 | 10360.5404 | 10360.5476 | 10360.5365 | Hydro Imports (Existing) | GWh | 10360.5398 | 10360.5492 | 10360.5479 | 10360.5397 | 10360.5399 | 10360.5332 | 10360.5406 | Hydro Imports (Existing) | GWh | 10360.5343 | 10360.5533 | 10360.5428 | 10360.5419 | 10360.5368 | 10360.5358 | 10360.5432 | Hydro Imports (Existing) | GWh | 10360.5539 | 10360.5508 | 10360.5447 | 10360.5442 | 10360.5533 | 10360.5467 | 10360.5496 | Hydro Imports (Existing) | GWh | 10360.5451 | 10360.5467 | 10360.5427 | 10360.5404 | 10360.5483 | 10360.5422 | 10360.552
Hydro Imports (New) | GWh | 0 | 0 | 10402.5 | 10402.5132 | 10402.5142 | 10402.5119 | 10402.5113 | Hydro Imports (New) | GWh | 0 | 0 | 10402.5016 | 10402.5071 | 10402.5076 | 10402.5099 | 10402.503 | Hydro Imports (New) | GWh | 0 | 0 | 10402.5072 | 10402.5069 | 10402.5088 | 10402.5113 | 10402.5056 | Hydro Imports (New) | GWh | 0 | 0 | 10402.5082 | 10402.5088 | 10402.505 | 10402.507 | 10402.506 | Hydro Imports (New) | GWh | 0 | 0 | 10402.5064 | 10402.51 | 10402.5062 | 10402.508 | 10402.5053
Wind | GWh | 4796.194 | 10148.0886 | 14697.0791 | 17384.9374 | 19590.465 | 23714.3593 | 23714.862 | Wind | GWh | 4796.2042 | 10148.0968 | 19265.8351 | 33010.6213 | 41775.3069 | 50282.0561 | 52858.285 | Wind | GWh | 4796.2042 | 10148.0961 | 22892.5757 | 33010.6326 | 42104.0345 | 47567.2387 | 50246.3598 | Wind | GWh | 4796.2134 | 10148.1 | 22803.9692 | 33010.7776 | 43656.4409 | 49873.5382 | 52140.8452 | Wind | GWh | 4796.2084 | 10148.0994 | 22840.6627 | 33163.103 | 42193.5444 | 50194.0349 | 52692.5578
Wind Imports | GWh | 0 | 0 | 0 | 0 | 0 | 0 | 0 | Wind Imports | GWh | 0 | 0 | 0 | 0 | 0 | 0 | 0 | Wind Imports | GWh | 0 | 0 | 0 | 0 | 0 | 0 | 0 | Wind Imports | GWh | 0 | 0 | 0 | 0 | 0 | 0 | 0 | Wind Imports | GWh | 0 | 0 | 0 | 0 | 0 | 0 | 0
Offshore Wind | GWh | 0 | 4459.0269 | 25686.8664 | 37081.7259 | 37206.1769 | 37221.8283 | 37237.2715 | Offshore Wind | GWh | 0 | 4459.0352 | 25686.8935 | 37237.2876 | 58408.2748 | 72243.7788 | 87317.4838 | Offshore Wind | GWh | 0 | 4459.0343 | 25686.8982 | 39074.4089 | 61088.9032 | 65395.0745 | 78507.9608 | Offshore Wind | GWh | 0 | 4459.0412 | 27797.2006 | 39856.5668 | 64510.7428 | 72341.3942 | 84712.8272 | Offshore Wind | GWh | 0 | 4459.0394 | 26478.2796 | 40460.6884 | 62799.5144 | 71051.9433 | 86630.0173
Solar | GWh | 3908.3791 | 18134.5993 | 25579.7828 | 30669.9275 | 31064.8991 | 34604.9423 | 34796.8247 | Solar | GWh | 3908.3829 | 18134.613 | 30630.641 | 48469.9554 | 73898.8916 | 89877.1777 | 107006.1081 | Solar | GWh | 3908.3905 | 18134.611 | 31466.6935 | 54898.0523 | 74259.8322 | 95592.2696 | 112850.8391 | Solar | GWh | 3908.4006 | 18134.6198 | 31724.529 | 54540.28 | 74909.4126 | 93975.0123 | 109907.2968 | Solar | GWh | 3908.3978 | 18134.6185 | 34288.8752 | 54269.8479 | 75432.4958 | 94295.357 | 111302.1165
Battery Storage | GWh | -50.9936 | 84.7327 | -513.8264 | -930.806 | -893.916 | -1147.7573 | -1051.957 | Battery Storage | GWh | -50.482 | 93.5495 | -689.3096 | -1857.5883 | -2505.8408 | -3893.3759 | -4984.5517 | Battery Storage | GWh | -50.7489 | 94.932 | -845.7576 | -1909.5399 | -2278.4015 | -3409.6613 | -4460.8763 | Battery Storage | GWh | -50.7388 | 111.4775 | -693.4691 | -2313.2739 | -2686.1154 | -4030.169 | -4633.6608 | Battery Storage | GWh | -50.4258 | 102.2799 | -706.5004 | -2053.0137 | -2727.7865 | -4093.6216 | -4979.6284
Pumped Storage | GWh | -83.5675 | -49.5487 | -206.8528 | -59.3828 | -62.853 | -174.8901 | -65.3911 | Pumped Storage | GWh | -79.6176 | -90.1224 | -306.947 | -16.2778 | -225.5024 | -244.4881 | -186.2711 | Pumped Storage | GWh | -79.3625 | -88.7822 | -162.673 | -29.0874 | -197.1663 | -193.1259 | -337.3012 | Pumped Storage | GWh | -79.0468 | -70.1643 | -319.1154 | -5.6218 | -157.1227 | -210.2906 | -209.9739 | Pumped Storage | GWh | -79.4362 | -90.4751 | -286.0596 | -23.5665 | -191.7116 | -192.0299 | -175.5966
Imports* | GWh | 2590.6517 | 4456.319 | 753.2087 | 164.5394 | 166.4125 | 3300.0263 | 10158.8516 | Imports* | GWh | 2562.9837 | 4572.9651 | 834.0914 | 1461.1798 | 12782.6652 | 14312.922 | 14393.1355 | Imports* | GWh | 2559.2236 | 4455.4081 | 1109.3113 | 1521.835 | 12053.5236 | 12545.1161 | 14091.3008 | Imports* | GWh | 2559.4359 | 4461.9436 | 1455.9993 | 1744.875 | 12842.8384 | 14341.1637 | 13556.6815 | Imports* | GWh | 2559.1331 | 4465.1259 | 1497.6816 | 1644.1086 | 12889.8501 | 13325.8732 | 13737.4554
Exports | GWh | -2800.0566 | -6797.3184 | -11424.4367 | -14888.5583 | -14461.2594 | -14496.2748 | -11362.6615 | Exports | GWh | -2829.5606 | -6393.6449 | -13577.4118 | -15292.5727 | -12782.6765 | -14312.9687 | -14393.1466 | Exports | GWh | -2834.2189 | -6552.0859 | -12261.1855 | -15280.8908 | -12053.5448 | -12545.1396 | -14091.3241 | Exports | GWh | -2832.262 | -6622.8659 | -13991.2318 | -16205.855 | -12842.8512 | -14341.1446 | -13556.6993 | Exports | GWh | -2832.3273 | -6579.8442 | -13295.8997 | -15860.6542 | -12889.8963 | -13325.8667 | -13737.4579
Load | GWh | 159488.4752 | 149607.1465 | 147687.2818 | 149914.2858 | 155501.9338 | 163444.298 | 172379.5266 | Load | GWh | 159180.976 | 152207.1102 | 161934.4135 | 204384.8229 | 253518.9036 | 293546.8431 | 316946.3382 | Load | GWh | 159135.5496 | 151185.0101 | 168528.2741 | 213032.3985 | 257164.3405 | 290258.9812 | 308664.2231 | Load | GWh | 159145.5064 | 150638.5897 | 171690.7659 | 214803.855 | 262231.534 | 295077.9536 | 314651.1003 | Load | GWh | 159145.5206 | 150931.0419 | 173564.4073 | 215431.3031 | 259685.1613 | 296539.1288 | 318612.11
*Hydro Imports from Canada are included in the generation mix table and are therefore not included in the Imports row. | [8 empty] | *Hydro Imports from Canada are included in the generation mix table and are therefore not included in the Imports row. | [8 empty] | *Hydro Imports from Canada are included in the generation mix table and are therefore not included in the Imports row. | [8 empty] | *Hydro Imports from Canada are included in the generation mix table and are therefore not included in the Imports row. | [8 empty] | *Hydro Imports from Canada are included in the generation mix table and are therefore not included in the Imports row.
Annual Zero-Carbon Fuel Consumption | Unit | 2020 | 2025 | 2030 | 2035 | 2040 | 2045 | 2050 | Annual Zero-Carbon Fuel Consumption | Unit | 2020 | 2025 | 2030 | 2035 | 2040 | 2045 | 2050 | Annual Zero-Carbon Fuel Consumption | Unit | 2020 | 2025 | 2030 | 2035 | 2040 | 2045 | 2050 | Annual Zero-Carbon Fuel Consumption | Unit | 2020 | 2025 | 2030 | 2035 | 2040 | 2045 | 2050 | Annual Zero-Carbon Fuel Consumption | Unit | 2020 | 2025 | 2030 | 2035 | 2040 | 2045 | 2050
Hydrogen | TBtu | 0.00022332 | 0.00013813 | 0.00072785 | 0.00064753 | 0.0015486 | 0.0020355 | 0.00057611 | Hydrogen | TBtu | 0 | 0 | 0 | 0 | 37.5 | 60.0001 | 53.7131 | Hydrogen | TBtu | 0 | 0 | 0 | 0 | 37.5001 | 60.0001 | 30.8117 | Hydrogen | TBtu | 0 | 0 | 0 | 0 | 48.9998 | 59.9998 | 50.4806 | Hydrogen | TBtu | 0 | 0 | 0 | 0 | 37.5001 | 60.0001 | 40.0483
Total Installed Capacity by Region | [8 empty] | Total Installed Capacity by Region | [8 empty] | Total Installed Capacity by Region | [8 empty] | Total Installed Capacity by Region | [8 empty] | Total Installed Capacity by Region
NYISO_A-E | Unit | 2020 | 2025 | 2030 | 2035 | 2040 | 2045 | 2050 | NYISO_A-E | Unit | 2020 | 2025 | 2030 | 2035 | 2040 | 2045 | 2050 | NYISO_A-E | Unit | 2020 | 2025 | 2030 | 2035 | 2040 | 2045 | 2050 | NYISO_A-E | Unit | 2020 | 2025 | 2030 | 2035 | 2040 | 2045 | 2050 | NYISO_A-E | Unit | 2020 | 2025 | 2030 | 2035 | 2040 | 2045 | 2050
Wind | MW | 1916.9 | 4055.88 | 5519.04 | 6421.46 | 7183.84 | 8500.27 | 8500.27 | Wind | MW | 1916.9 | 4055.88 | 6989.45 | 10928.86 | 12991.96 | 15529.96 | 15529.96 | Wind | MW | 1916.9 | 4055.88 | 8005.24 | 10928.86 | 13069.3 | 14554.12 | 14554.12 | Wind | MW | 1916.9 | 4055.88 | 8005.25 | 10928.91 | 13749.2 | 15233.96 | 15233.96 | Wind | MW | 1916.9 | 4055.88 | 8005.23 | 10980.22 | 13182.87 | 15366.59 | 15366.59
Wind Imports | MW | 0 | 0 | 0 | 0 | 0 | 0 | 0 | Wind Imports | MW | 0 | 0 | 0 | 0 | 0 | 0 | 0 | Wind Imports | MW | 0 | 0 | 0 | 0 | 0 | 0 | 0 | Wind Imports | MW | 0 | 0 | 0 | 0 | 0 | 0 | 0 | Wind Imports | MW | 0 | 0 | 0 | 0 | 0 | 0 | 0
Offshore Wind | MW | 0 | 0 | 0 | 0 | 0 | 0 | 0 | Offshore Wind | MW | 0 | 0 | 0 | 0 | 0 | 0 | 0 | Offshore Wind | MW | 0 | 0 | 0 | 0 | 0 | 0 | 0 | Offshore Wind | MW | 0 | 0 | 0 | 0 | 0 | 0 | 0 | Offshore Wind | MW | 0 | 0 | 0 | 0 | 0 | 0 | 0
Solar | MW | 211.97 | 4902.08 | 7720.51 | 9646.87 | 9647.15 | 9647.2 | 9647.26 | Solar | MW | 211.97 | 4902.08 | 8468.78 | 12225.46 | 19970.18 | 22669.57 | 23311.26 | Solar | MW | 211.97 | 4902.08 | 8856.74 | 15306.35 | 20157.74 | 25727.3 | 25923.64 | Solar | MW | 211.97 | 4902.08 | 9038.33 | 14630.43 | 20536.54 | 24514.48 | 25156.24 | Solar | MW | 211.97 | 4902.08 | 10258.51 | 14501.07 | 20738.21 | 24622.43 | 24818.76
Dist Solar | MW | 730.33 | 2456.93 | 3031.69 | 3380.71 | 3507.21 | 3535.03 | 3543.1 | Dist Solar | MW | 730.33 | 2456.93 | 4163.84 | 4163.84 | 4163.84 | 4163.84 | 4163.84 | Dist Solar | MW | 730.33 | 2456.93 | 4163.84 | 4163.84 | 4163.84 | 4163.84 | 4163.84 | Dist Solar | MW | 730.33 | 2456.93 | 4163.84 | 4163.84 | 4163.84 | 4163.84 | 4163.84 | Dist Solar | MW | 730.33 | 2456.93 | 4163.84 | 4163.84 | 4163.84 | 4163.84 | 4163.84
Battery Storage | MW | 518.85 | 518.86 | 2014.91 | 2406.21 | 2455.58 | 3362.18 | 3362.18 | Battery Storage | MW | 518.86 | 518.86 | 518.86 | 4446.71 | 6851.33 | 6851.62 | 8766.74 | Battery Storage | MW | 518.86 | 518.86 | 1113.47 | 4709.96 | 6925.31 | 7746.14 | 8183.77 | Battery Storage | MW | 518.86 | 518.86 | 651.92 | 7347.08 | 7709.53 | 8381.74 | 9211.11 | Battery Storage | MW | 518.84 | 518.86 | 694.57 | 5195.51 | 7352.34 | 8249.52 | 9877.9
Pumped Storage | MW | 268.3 | 268.3 | 268.3 | 268.3 | 268.3 | 268.31 | 268.31 | Pumped Storage | MW | 268.3 | 268.3 | 268.3 | 268.3 | 268.3 | 268.3 | 268.3 | Pumped Storage | MW | 268.3 | 268.3 | 268.3 | 268.3 | 268.3 | 268.3 | 268.3 | Pumped Storage | MW | 268.3 | 268.3 | 268.3 | 268.3 | 268.3 | 268.3 | 268.3 | Pumped Storage | MW | 268.3 | 268.3 | 268.3 | 268.3 | 268.3 | 268.3 | 268.3
Tier 4 | MW | 0 | 0 | 0 | 0 | 0 | 0 | 0 | Tier 4 | MW | 0 | 0 | 0 | 0 | 0 | 0 | 0 | Tier 4 | MW | 0 | 0 | 0 | 0 | 0 | 0 | 0 | Tier 4 | MW | 0 | 0 | 0 | 0 | 0 | 0 | 0 | Tier 4 | MW | 0 | 0 | 0 | 0 | 0 | 0 | 0
Hydro Imports (Existing) | MW | 1485 | 1485 | 1485 | 1485 | 1485 | 1485 | 1485 | Hydro Imports (Existing) | MW | 1485 | 1485 | 1485 | 1485 | 1485 | 1485 | 1485 | Hydro Imports (Existing) | MW | 1485 | 1485 | 1485 | 1485 | 1485 | 1485 | 1485 | Hydro Imports (Existing) | MW | 1485 | 1485 | 1485 | 1485 | 1485 | 1485 | 1485 | Hydro Imports (Existing) | MW | 1485 | 1485 | 1485 | 1485 | 1485 | 1485 | 1485
In-State Hydro | MW | 3900.8 | 3900.8 | 3900.8 | 3900.8 | 3900.8 | 3900.8 | 3900.8 | In-State Hydro | MW | 3900.8 | 3900.8 | 3900.8 | 3900.8 | 4071.3 | 4071.3 | 4071.3 | In-State Hydro | MW | 3900.8 | 3900.8 | 3900.8 | 3900.8 | 4071.3 | 4071.3 | 4071.3 | In-State Hydro | MW | 3900.8 | 3900.8 | 3900.8 | 4071.3 | 4071.3 | 4071.3 | 4071.3 | In-State Hydro | MW | 3900.8 | 3900.8 | 3900.8 | 4071.3 | 4071.3 | 4071.3 | 4071.3
Nuclear | MW | 3355.2 | 3355.2 | 2135.4 | 1287.2 | 1287.2 | 1287.2 | 0 | Nuclear | MW | 3355.2 | 3355.2 | 3355.2 | 3355.2 | 3355.2 | 3355.2 | 2135.4 | Nuclear | MW | 3355.2 | 3355.2 | 3355.2 | 3355.2 | 3355.2 | 3355.2 | 2135.4 | Nuclear | MW | 3355.2 | 3355.2 | 3355.2 | 3355.2 | 3355.2 | 3355.2 | 2135.4 | Nuclear | MW | 3355.2 | 3355.2 | 3355.2 | 3355.2 | 3355.2 | 3355.2 | 2135.4
Gas & FO | MW | 4026.1 | 4026.1 | 2427.97 | 2427.97 | 3148.72 | 3611.8 | 6170.94 | Gas & FO | MW | 4026.1 | 4026.1 | 2305.09 | 2305.09 | 0 | 0 | 0 | Gas & FO | MW | 4026.1 | 4026.1 | 2305.09 | 2305.09 | 0 | 0 | 0 | Gas & FO | MW | 4026.1 | 4026.1 | 2305.1 | 2305.09 | 0 | 0 | 0 | Gas & FO | MW | 4026.1 | 4026.1 | 3892.22 | 3892.22 | 0 | 0 | 0
Zero-Carbon Firm Resource | MW | 0 | 0 | 0 | 0 | 0 | 0 | 0 | Zero-Carbon Firm Resource | MW | 0 | 0 | 0 | 0 | 3644.08 | 4453.3 | 4453.3 | Zero-Carbon Firm Resource | MW | 0 | 0 | 0 | 0 | 2589.46 | 2589.47 | 2589.47 | Zero-Carbon Firm Resource | MW | 0 | 0 | 0 | 0 | 4023.14 | 4023.14 | 4274.54 | Zero-Carbon Firm Resource | MW | 0 | 0 | 0 | 0 | 4226.19 | 3403.01 | 3403
Other | MW | 122.7 | 122.7 | 122.7 | 122.7 | 122.7 | 122.7 | 122.7 | Other | MW | 122.7 | 122.7 | 122.7 | 122.7 | 0 | 0 | 0 | Other | MW | 122.7 | 122.7 | 122.7 | 122.7 | 0 | 0 | 0 | Other | MW | 122.7 | 122.7 | 122.7 | 122.7 | 0 | 0 | 0 | Other | MW | 122.7 | 122.7 | 122.7 | 122.7 | 0 | 0 | 0
NYISO_F | Unit | 2020 | 2025 | 2030 | 2035 | 2040 | 2045 | 2050 | NYISO_F | Unit | 2020 | 2025 | 2030 | 2035 | 2040 | 2045 | 2050 | NYISO_F | Unit | 2020 | 2025 | 2030 | 2035 | 2040 | 2045 | 2050 | NYISO_F | Unit | 2020 | 2025 | 2030 | 2035 | 2040 | 2045 | 2050 | NYISO_F | Unit | 2020 | 2025 | 2030 | 2035 | 2040 | 2045 | 2050
Wind | MW | 0 | 0 | 0 | 0 | 0 | 0 | 0 | Wind | MW | 0 | 0 | 53.89 | 421.86 | 1009.47 | 1436.55 | 1863.62 | Wind | MW | 0 | 0 | 155.33 | 421.86 | 1009.47 | 1436.55 | 1863.62 | Wind | MW | 0 | 0 | 155.33 | 421.86 | 1009.47 | 1436.55 | 1863.62 | Wind | MW | 0 | 0 | 155.33 | 421.86 | 1009.47 | 1436.55 | 1863.62
Wind Imports | MW | 0 | 0 | 0 | 0 | 0 | 0 | 0 | Wind Imports | MW | 0 | 0 | 0 | 0 | 0 | 0 | 0 | Wind Imports | MW | 0 | 0 | 0 | 0 | 0 | 0 | 0 | Wind Imports | MW | 0 | 0 | 0 | 0 | 0 | 0 | 0 | Wind Imports | MW | 0 | 0 | 0 | 0 | 0 | 0 | 0
Offshore Wind | MW | 0 | 0 | 0 | 0 | 0 | 0 | 0 | Offshore Wind | MW | 0 | 0 | 0 | 0 | 0 | 0 | 0 | Offshore Wind | MW | 0 | 0 | 0 | 0 | 0 | 0 | 0 | Offshore Wind | MW | 0 | 0 | 0 | 0 | 0 | 0 | 0 | Offshore Wind | MW | 0 | 0 | 0 | 0 | 0 | 0 | 0
Solar | MW | 39.98 | 259.97 | 459.97 | 459.97 | 459.97 | 459.97 | 459.97 | Solar | MW | 39.98 | 259.97 | 459.97 | 2570.56 | 5245.19 | 9562.53 | 14320.23 | Solar | MW | 39.98 | 259.97 | 459.97 | 2570.56 | 5245.19 | 9562.53 | 14538.57 | Solar | MW | 39.98 | 259.97 | 459.97 | 2570.56 | 5245.19 | 9562.53 | 14361.77 | Solar | MW | 39.98 | 259.97 | 459.97 | 2570.56 | 5245.19 | 9562.53 | 14275.71
Dist Solar | MW | 368.76 | 852.83 | 1039.87 | 1158.3 | 1201.37 | 1212.14 | 1214.83 | Dist Solar | MW | 368.76 | 852.83 | 1428.2 | 1428.2 | 2154.2 | 2154.2 | 2154.2 | Dist Solar | MW | 368.76 | 852.83 | 1428.2 | 1428.2 | 2154.2 | 2154.2 | 2154.2 | Dist Solar | MW | 368.76 | 852.83 | 1428.2 | 2154.2 | 2154.2 | 2154.2 | 2154.2 | Dist Solar | MW | 368.76 | 852.83 | 1428.2 | 2154.2 | 2154.2 | 2154.2 | 2154.2
Battery Storage | MW | 59.79 | 59.79 | 63.7 | 353.13 | 481.06 | 560.04 | 560.05 | Battery Storage | MW | 59.79 | 59.79 | 59.79 | 59.9 | 258.18 | 1736.28 | 4467.39 | Battery Storage | MW | 59.79 | 59.79 | 59.81 | 59.84 | 59.84 | 2824.15 | 4569.76 | Battery Storage | MW | 59.81 | 59.81 | 59.82 | 365.01 | 365.02 | 3232.64 | 4121.44 | Battery Storage | MW | 59.79 | 59.79 | 59.79 | 59.91 | 73.69 | 3001.78 | 4415.44
Pumped Storage | MW | 1167.1 | 1167.1 | 1167.1 | 1167.1 | 1167.1 | 1167.11 | 1167.11 | Pumped Storage | MW | 1167.1 | 1167.1 | 1167.1 | 1167.1 | 1167.1 | 1167.1 | 1167.1 | Pumped Storage | MW | 1167.1 | 1167.1 | 1167.1 | 1167.1 | 1167.1 | 1167.1 | 1167.1 | Pumped Storage | MW | 1167.1 | 1167.1 | 1167.1 | 1167.1 | 1167.1 | 1167.1 | 1167.1 | Pumped Storage | MW | 1167.1 | 1167.1 | 1167.1 | 1167.1 | 1167.1 | 1167.1 | 1167.1
Tier 4 | MW | 0 | 0 | 0 | 0 | 0 | 0 | 0 | Tier 4 | MW | 0 | 0 | 0 | 0 | 0 | 0 | 0 | Tier 4 | MW | 0 | 0 | 0 | 0 | 0 | 0 | 0 | Tier 4 | MW | 0 | 0 | 0 | 0 | 0 | 0 | 0 | Tier 4 | MW | 0 | 0 | 0 | 0 | 0 | 0 | 0
Hydro Imports (Existing) | MW | 0 | 0 | 0 | 0 | 0 | 0 | 0 | Hydro Imports (Existing) | MW | 0 | 0 | 0 | 0 | 0 | 0 | 0 | Hydro Imports (Existing) | MW | 0 | 0 | 0 | 0 | 0 | 0 | 0 | Hydro Imports (Existing) | MW | 0 | 0 | 0 | 0 | 0 | 0 | 0 | Hydro Imports (Existing) | MW | 0 | 0 | 0 | 0 | 0 | 0 | 0
In-State Hydro | MW | 282.8 | 282.8 | 282.8 | 282.8 | 282.8 | 282.8 | 282.8 | In-State Hydro | MW | 282.8 | 282.8 | 282.8 | 453.29 | 453.3 | 453.3 | 453.3 | In-State Hydro | MW | 282.8 | 282.8 | 282.8 | 453.3 | 453.3 | 453.3 | 453.3 | In-State Hydro | MW | 282.8 | 282.8 | 282.8 | 453.3 | 453.3 | 453.3 | 453.3 | In-State Hydro | MW | 282.8 | 282.8 | 282.8 | 453.3 | 453.3 | 453.3 | 453.3
Nuclear | MW | 0 | 0 | 0 | 0 | 0 | 0 | 0 | Nuclear | MW | 0 | 0 | 0 | 0 | 0 | 0 | 0 | Nuclear | MW | 0 | 0 | 0 | 0 | 0 | 0 | 0 | Nuclear | MW | 0 | 0 | 0 | 0 | 0 | 0 | 0 | Nuclear | MW | 0 | 0 | 0 | 0 | 0 | 0 | 0
Gas & FO | MW | 3014.6 | 3014.6 | 3014.57 | 3014.57 | 3014.57 | 3017.95 | 3018.18 | Gas & FO | MW | 3014.6 | 3014.6 | 3014.59 | 3014.59 | 0 | 0 | 0 | Gas & FO | MW | 3014.6 | 3014.6 | 3014.59 | 3014.59 | 0 | 0 | 0 | Gas & FO | MW | 3014.6 | 3014.6 | 3014.59 | 3014.59 | 0 | 0 | 0 | Gas & FO | MW | 3014.6 | 3014.6 | 3014.59 | 3014.59 | 0 | 0 | 0
Zero-Carbon Firm Resource | MW | 0 | 0 | 0 | 0 | 0 | 0 | 0 | Zero-Carbon Firm Resource | MW | 0 | 0 | 0 | 0 | 4286.68 | 5085.62 | 5085.62 | Zero-Carbon Firm Resource | MW | 0 | 0 | 0 | 0 | 3299.54 | 3299.55 | 3299.55 | Zero-Carbon Firm Resource | MW | 0 | 0 | 0 | 0 | 3337.08 | 3337.08 | 3439.81 | Zero-Carbon Firm Resource | MW | 0 | 0 | 0 | 0 | 4102.93 | 4102.96 | 4102.96
Other | MW | 22.7 | 22.7 | 22.7 | 22.7 | 22.7 | 22.7 | 22.7 | Other | MW | 22.7 | 22.7 | 22.7 | 22.7 | 0 | 0 | 0 | Other | MW | 22.7 | 22.7 | 22.7 | 22.7 | 0 | 0 | 0 | Other | MW | 22.7 | 22.7 | 22.7 | 22.7 | 0 | 0 | 0 | Other | MW | 22.7 | 22.7 | 22.7 | 22.7 | 0 | 0 | 0
NYISO_GHI | Unit | 2020 | 2025 | 2030 | 2035 | 2040 | 2045 | 2050 | NYISO_GHI | Unit | 2020 | 2025 | 2030 | 2035 | 2040 | 2045 | 2050 | NYISO_GHI | Unit | 2020 | 2025 | 2030 | 2035 | 2040 | 2045 | 2050 | NYISO_GHI | Unit | 2020 | 2025 | 2030 | 2035 | 2040 | 2045 | 2050 | NYISO_GHI | Unit | 2020 | 2025 | 2030 | 2035 | 2040 | 2045 | 2050
Wind | MW | 0 | 0 | 0 | 0 | 0 | 0 | 0 | Wind | MW | 0 | 0 | 9.18 | 198.03 | 489.04 | 699.02 | 909.01 | Wind | MW | 0 | 0 | 69.07 | 198.03 | 489.04 | 699.02 | 909.01 | Wind | MW | 0 | 0 | 69.07 | 198.03 | 489.04 | 699.02 | 909 | Wind | MW | 0 | 0 | 69.07 | 198.03 | 489.04 | 699.02 | 909.01
Wind Imports | MW | 0 | 0 | 0 | 0 | 0 | 0 | 0 | Wind Imports | MW | 0 | 0 | 0 | 0 | 0 | 0 | 0 | Wind Imports | MW | 0 | 0 | 0 | 0 | 0 | 0 | 0 | Wind Imports | MW | 0 | 0 | 0 | 0 | 0 | 0 | 0 | Wind Imports | MW | 0 | 0 | 0 | 0 | 0 | 0 | 0
Offshore Wind | MW | 0 | 0 | 0 | 0 | 0 | 0 | 0 | Offshore Wind | MW | 0 | 0 | 0 | 0 | 0 | 0 | 0 | Offshore Wind | MW | 0 | 0 | 0 | 0 | 0 | 0 | 0 | Offshore Wind | MW | 0 | 0 | 0 | 0 | 0 | 0 | 0 | Offshore Wind | MW | 0 | 0 | 0 | 0 | 0 | 0 | 0
Solar | MW | 24.98 | 259.85 | 259.85 | 259.85 | 259.85 | 259.85 | 259.85 | Solar | MW | 24.98 | 259.85 | 259.85 | 259.85 | 558.66 | 984.52 | 2891.23 | Solar | MW | 24.98 | 259.85 | 259.85 | 259.85 | 558.66 | 984.52 | 3352.73 | Solar | MW | 24.98 | 259.85 | 259.85 | 259.85 | 558.66 | 984.52 | 2530.7 | Solar | MW | 24.98 | 259.85 | 259.85 | 259.85 | 558.66 | 984.52 | 3352.73
Dist Solar | MW | 363.37 | 772.31 | 930.41 | 1034.49 | 1074.86 | 2575.88 | 2578.57 | Dist Solar | MW | 363.37 | 772.31 | 1277.86 | 2770.86 | 2770.86 | 2770.86 | 2770.86 | Dist Solar | MW | 363.37 | 772.31 | 1277.86 | 2770.86 | 2770.86 | 2770.86 | 2770.86 | Dist Solar | MW | 363.37 | 772.31 | 1277.86 | 2770.86 | 2770.86 | 2770.86 | 2770.86 | Dist Solar | MW | 363.37 | 772.31 | 1277.86 | 2770.86 | 2770.86 | 2770.86 | 2770.86
Battery Storage | MW | 0 | 430.25 | 430.25 | 430.25 | 430.26 | 430.27 | 430.27 | Battery Storage | MW | 0 | 430.25 | 430.25 | 430.25 | 430.25 | 430.25 | 430.25 | Battery Storage | MW | 0 | 430.25 | 430.25 | 430.25 | 430.25 | 430.25 | 430.25 | Battery Storage | MW | 0 | 430.25 | 430.25 | 430.25 | 430.25 | 430.25 | 430.25 | Battery Storage | MW | 0 | 430.25 | 430.25 | 430.25 | 430.25 | 430.25 | 430.25
Pumped Storage | MW | 0 | 0 | 0 | 0 | 0 | 0 | 0 | Pumped Storage | MW | 0 | 0 | 0 | 0 | 0 | 0 | 0 | Pumped Storage | MW | 0 | 0 | 0 | 0 | 0 | 0 | 0 | Pumped Storage | MW | 0 | 0 | 0 | 0 | 0 | 0 | 0 | Pumped Storage | MW | 0 | 0 | 0 | 0 | 0 | 0 | 0
Tier 4 | MW | 0 | 0 | 0 | 0 | 0 | 0 | 0 | Tier 4 | MW | 0 | 0 | 0 | 0 | 0 | 0 | 0 | Tier 4 | MW | 0 | 0 | 0 | 0 | 0 | 0 | 0 | Tier 4 | MW | 0 | 0 | 0 | 0 | 0 | 0 | 0 | Tier 4 | MW | 0 | 0 | 0 | 0 | 0 | 0 | 0
Hydro Imports (Existing) | MW | 0 | 0 | 0 | 0 | 0 | 0 | 0 | Hydro Imports (Existing) | MW | 0 | 0 | 0 | 0 | 0 | 0 | 0 | Hydro Imports (Existing) | MW | 0 | 0 | 0 | 0 | 0 | 0 | 0 | Hydro Imports (Existing) | MW | 0 | 0 | 0 | 0 | 0 | 0 | 0 | Hydro Imports (Existing) | MW | 0 | 0 | 0 | 0 | 0 | 0 | 0
In-State Hydro | MW | 78.6 | 78.6 | 78.6 | 78.6 | 78.6 | 78.6 | 78.6 | In-State Hydro | MW | 78.6 | 78.6 | 78.6 | 78.6 | 78.6 | 78.6 | 78.6 | In-State Hydro | MW | 78.6 | 78.6 | 78.6 | 78.6 | 78.6 | 78.6 | 78.6 | In-State Hydro | MW | 78.6 | 78.6 | 78.6 | 78.6 | 78.6 | 78.6 | 87.6 | In-State Hydro | MW | 78.6 | 78.6 | 78.6 | 78.6 | 78.6 | 78.6 | 87.6
Nuclear | MW | 1505 | 0 | 0 | 0 | 0 | 0 | 0 | Nuclear | MW | 1505 | 0 | 0 | 0 | 0 | 0 | 0 | Nuclear | MW | 1505 | 0 | 0 | 0 | 0 | 0 | 0 | Nuclear | MW | 1505 | 0 | 0 | 0 | 0 | 0 | 0 | Nuclear | MW | 1505 | 0 | 0 | 0 | 0 | 0 | 0
Gas & FO | MW | 4624.5 | 4586.2 | 4091.1 | 1690.9 | 1690.9 | 1690.89 | 1690.86 | Gas & FO | MW | 4624.5 | 4586.2 | 4091.1 | 1690.9 | 0 | 0 | 0 | Gas & FO | MW | 4624.5 | 4586.2 | 4091.1 | 1690.9 | 0 | 0 | 0 | Gas & FO | MW | 4624.5 | 4586.2 | 4091.1 | 1690.9 | 0 | 0 | 0 | Gas & FO | MW | 4624.5 | 4586.2 | 4091.1 | 1690.9 | 0 | 0 | 0
Zero-Carbon Firm Resource | MW | 0 | 0 | 0 | 0 | 0 | 0 | 0 | Zero-Carbon Firm Resource | MW | 0 | 0 | 0 | 0 | 2706.5 | 3266.12 | 3266.12 | Zero-Carbon Firm Resource | MW | 0 | 0 | 0 | 0 | 2889.47 | 2889.47 | 2889.47 | Zero-Carbon Firm Resource | MW | 0 | 0 | 0 | 577.96 | 2836.14 | 2836.14 | 2905.05 | Zero-Carbon Firm Resource | MW | 0 | 0 | 0 | 0 | 3065.82 | 3124.12 | 3124.12
Other | MW | 60.2 | 60.2 | 60.2 | 60.2 | 60.2 | 8.2 | 0 | Other | MW | 60.2 | 60.2 | 60.2 | 60.2 | 0 | 0 | 0 | Other | MW | 60.2 | 60.2 | 60.2 | 60.2 | 0 | 0 | 0 | Other | MW | 60.2 | 60.2 | 60.2 | 60.2 | 0 | 0 | 0 | Other | MW | 60.2 | 60.2 | 60.2 | 60.2 | 0 | 0 | 0
NYISO_J | Unit | 2020 | 2025 | 2030 | 2035 | 2040 | 2045 | 2050 | NYISO_J | Unit | 2020 | 2025 | 2030 | 2035 | 2040 | 2045 | 2050 | NYISO_J | Unit | 2020 | 2025 | 2030 | 2035 | 2040 | 2045 | 2050 | NYISO_J | Unit | 2020 | 2025 | 2030 | 2035 | 2040 | 2045 | 2050 | NYISO_J | Unit | 2020 | 2025 | 2030 | 2035 | 2040 | 2045 | 2050
Wind | MW | 0 | 0 | 0 | 0 | 0 | 0 | 0 | Wind | MW | 0 | 0 | 0 | 0 | 0 | 0 | 0 | Wind | MW | 0 | 0 | 0 | 0 | 0 | 0 | 0 | Wind | MW | 0 | 0 | 0 | 0 | 0 | 0 | 0 | Wind | MW | 0 | 0 | 0 | 0 | 0 | 0 | 0
Wind Imports | MW | 0 | 0 | 0 | 0 | 0 | 0 | 0 | Wind Imports | MW | 0 | 0 | 0 | 0 | 0 | 0 | 0 | Wind Imports | MW | 0 | 0 | 0 | 0 | 0 | 0 | 0 | Wind Imports | MW | 0 | 0 | 0 | 0 | 0 | 0 | 0 | Wind Imports | MW | 0 | 0 | 0 | 0 | 0 | 0 | 0
Offshore Wind | MW | 0 | 0 | 3886 | 6000 | 6000 | 6000 | 6000 | Offshore Wind | MW | 0 | 0 | 3886 | 6000 | 6864.19 | 10186.15 | 13000 | Offshore Wind | MW | 0 | 0 | 3886 | 6000 | 7476.21 | 8445.64 | 11538.63 | Offshore Wind | MW | 0 | 0 | 3886 | 6000 | 8538.9 | 10380.28 | 13000 | Offshore Wind | MW | 0 | 0 | 3886 | 6000 | 7888.12 | 9831.57 | 12999.98
Solar | MW | 0 | 0 | 0 | 0 | 0 | 0 | 0 | Solar | MW | 0 | 0 | 0 | 0 | 0 | 0 | 0 | Solar | MW | 0 | 0 | 0 | 0 | 0 | 0 | 0 | Solar | MW | 0 | 0 | 0 | 0 | 0 | 0 | 0 | Solar | MW | 0 | 0 | 0 | 0 | 0 | 0 | 0
Dist Solar | MW | 235.97 | 474 | 562.55 | 625.36 | 649.58 | 654.97 | 655.86 | Dist Solar | MW | 235.97 | 474 | 772.63 | 772.63 | 1675.63 | 1675.63 | 1675.63 | Dist Solar | MW | 235.97 | 474 | 772.63 | 772.63 | 1675.63 | 1675.63 | 1675.63 | Dist Solar | MW | 235.97 | 474 | 772.63 | 772.63 | 1675.63 | 1675.63 | 1675.63 | Dist Solar | MW | 235.97 | 474 | 772.63 | 772.63 | 1675.63 | 1675.63 | 1675.63
Battery Storage | MW | 8.05 | 275.44 | 275.52 | 3558.12 | 3558.13 | 3558.24 | 3558.24 | Battery Storage | MW | 3.9 | 275.45 | 1071 | 2696.36 | 2696.37 | 4180.57 | 5089.45 | Battery Storage | MW | 3.7 | 275.45 | 879.19 | 2550.59 | 2550.61 | 3430.21 | 3517.17 | Battery Storage | MW | 0 | 275.45 | 897.94 | 2518.95 | 4814.92 | 5997.26 | 6027.84 | Battery Storage | MW | 3.31 | 275.45 | 890.42 | 2849.33 | 2849.33 | 3701.79 | 4013.62
Pumped Storage | MW | 0 | 0 | 0 | 0 | 0 | 0 | 0 | Pumped Storage | MW | 0 | 0 | 0 | 0 | 0 | 0 | 0 | Pumped Storage | MW | 0 | 0 | 0 | 0 | 0 | 0 | 0 | Pumped Storage | MW | 0 | 0 | 0 | 0 | 0 | 0 | 0 | Pumped Storage | MW | 0 | 0 | 0 | 0 | 0 | 0 | 0
Tier 4 | MW | 0 | 0 | 1250 | 1250 | 1250 | 1250 | 1250 | Tier 4 | MW | 0 | 0 | 2550 | 2550 | 2550 | 2550 | 2550 | Tier 4 | MW | 0 | 0 | 2550 | 2550 | 2550 | 2550 | 2550 | Tier 4 | MW | 0 | 0 | 2550 | 2550 | 2550 | 2550 | 2550 | Tier 4 | MW | 0 | 0 | 2550 | 2550 | 2550 | 2550 | 2550
Hydro Imports (Existing) | MW | 0 | 0 | 0 | 0 | 0 | 0 | 0 | Hydro Imports (Existing) | MW | 0 | 0 | 0 | 0 | 0 | 0 | 0 | Hydro Imports (Existing) | MW | 0 | 0 | 0 | 0 | 0 | 0 | 0 | Hydro Imports (Existing) | MW | 0 | 0 | 0 | 0 | 0 | 0 | 0 | Hydro Imports (Existing) | MW | 0 | 0 | 0 | 0 | 0 | 0 | 0
In-State Hydro | MW | 0 | 0 | 0 | 0 | 0 | 0 | 0 | In-State Hydro | MW | 0 | 0 | 0 | 0 | 0 | 0 | 0 | In-State Hydro | MW | 0 | 0 | 0 | 0 | 0 | 0 | 0 | In-State Hydro | MW | 0 | 0 | 0 | 0 | 0 | 0 | 0 | In-State Hydro | MW | 0 | 0 | 0 | 0 | 0 | 0 | 0
Nuclear | MW | 0 | 0 | 0 | 0 | 0 | 0 | 0 | Nuclear | MW | 0 | 0 | 0 | 0 | 0 | 0 | 0 | Nuclear | MW | 0 | 0 | 0 | 0 | 0 | 0 | 0 | Nuclear | MW | 0 | 0 | 0 | 0 | 0 | 0 | 0 | Nuclear | MW | 0 | 0 | 0 | 0 | 0 | 0 | 0
Gas & FO | MW | 9608.2 | 9213.24 | 7453.49 | 4947.89 | 5218.21 | 5625.39 | 6104.24 | Gas & FO | MW | 9608.2 | 9152.15 | 7392.4 | 4794.78 | 0 | 0 | 0 | Gas & FO | MW | 9608.2 | 9044.1 | 7284.35 | 4686.79 | 0 | 0 | 0 | Gas & FO | MW | 9608.2 | 9044.1 | 7284.35 | 4273.97 | 0 | 0 | 0 | Gas & FO | MW | 9608.2 | 9044.1 | 7284.35 | 4686.79 | 0 | 0 | 0
Zero-Carbon Firm Resource | MW | 0 | 0 | 0 | 0 | 0 | 0 | 0 | Zero-Carbon Firm Resource | MW | 0 | 0 | 0 | 0 | 5095.81 | 5372.49 | 5372.49 | Zero-Carbon Firm Resource | MW | 0 | 0 | 0 | 0 | 4869.62 | 4869.62 | 4869.62 | Zero-Carbon Firm Resource | MW | 0 | 0 | 0 | 0 | 3776.96 | 3776.96 | 3845.27 | Zero-Carbon Firm Resource | MW | 0 | 0 | 0 | 0 | 5091.78 | 5264.75 | 5264.75
Other | MW | 0 | 0 | 0 | 0 | 0 | 0 | 0 | Other | MW | 0 | 0 | 0 | 0 | 0 | 0 | 0 | Other | MW | 0 | 0 | 0 | 0 | 0 | 0 | 0 | Other | MW | 0 | 0 | 0 | 0 | 0 | 0 | 0 | Other | MW | 0 | 0 | 0 | 0 | 0 | 0 | 0
NYISO_K | Unit | 2020 | 2025 | 2030 | 2035 | 2040 | 2045 | 2050 | NYISO_K | Unit | 2020 | 2025 | 2030 | 2035 | 2040 | 2045 | 2050 | NYISO_K | Unit | 2020 | 2025 | 2030 | 2035 | 2040 | 2045 | 2050 | NYISO_K | Unit | 2020 | 2025 | 2030 | 2035 | 2040 | 2045 | 2050 | NYISO_K | Unit | 2020 | 2025 | 2030 | 2035 | 2040 | 2045 | 2050
Wind | MW | 0 | 0 | 0 | 0 | 0 | 0 | 0 | Wind | MW | 0 | 0 | 4.83 | 31.09 | 66.91 | 93.8 | 105.03 | Wind | MW | 0 | 0 | 13.1 | 31.09 | 66.91 | 93.8 | 105.03 | Wind | MW | 0 | 0 | 13.1 | 31.09 | 66.91 | 93.8 | 105.03 | Wind | MW | 0 | 0 | 13.1 | 31.09 | 66.91 | 93.8 | 105.03
Wind Imports | MW | 0 | 0 | 0 | 0 | 0 | 0 | 0 | Wind Imports | MW | 0 | 0 | 0 | 0 | 0 | 0 | 0 | Wind Imports | MW | 0 | 0 | 0 | 0 | 0 | 0 | 0 | Wind Imports | MW | 0 | 0 | 0 | 0 | 0 | 0 | 0 | Wind Imports | MW | 0 | 0 | 0 | 0 | 0 | 0 | 0
Offshore Wind | MW | 0 | 1054 | 2314 | 3000 | 3000 | 3000 | 3000 | Offshore Wind | MW | 0 | 1054 | 2314 | 3000 | 7200 | 7200 | 8136.04 | Offshore Wind | MW | 0 | 1054 | 2314 | 3434.25 | 7199.99 | 7199.99 | 7199.99 | Offshore Wind | MW | 0 | 1054 | 2812.82 | 3619.13 | 6989.89 | 6989.89 | 7434.69 | Offshore Wind | MW | 0 | 1054 | 2501.06 | 3761.93 | 7200 | 7200 | 7779.88
Solar | MW | 31.5 | 31.5 | 31.5 | 31.5 | 31.5 | 31.5 | 31.5 | Solar | MW | 31.5 | 31.5 | 31.5 | 298.86 | 501.61 | 816.59 | 1440.52 | Solar | MW | 31.5 | 31.5 | 31.5 | 298.86 | 501.61 | 816.59 | 1440.54 | Solar | MW | 31.5 | 31.5 | 31.5 | 298.86 | 501.61 | 816.59 | 1440.54 | Solar | MW | 31.5 | 31.5 | 31.5 | 298.86 | 501.61 | 816.59 | 1440.54
Dist Solar | MW | 584.98 | 827.21 | 968.1 | 1076.66 | 1116.14 | 1952.78 | 1954.58 | Dist Solar | MW | 584.98 | 827.21 | 1329.62 | 2878.28 | 2882.62 | 2882.62 | 2882.62 | Dist Solar | MW | 584.98 | 827.21 | 1329.62 | 2882.62 | 2882.62 | 2882.62 | 2882.62 | Dist Solar | MW | 584.98 | 827.21 | 1329.62 | 2882.62 | 2882.62 | 2882.62 | 2882.62 | Dist Solar | MW | 584.98 | 827.21 | 1329.62 | 2882.62 | 2882.62 | 2882.62 | 2882.62
Battery Storage | MW | 160.98 | 215.66 | 215.66 | 477.74 | 477.8 | 477.83 | 477.83 | Battery Storage | MW | 165.97 | 215.66 | 920.07 | 2962.36 | 2962.36 | 2962.36 | 2962.36 | Battery Storage | MW | 166.3 | 215.66 | 517.24 | 2801.29 | 2801.3 | 2801.31 | 2801.31 | Battery Storage | MW | 167.57 | 215.66 | 960.05 | 960.05 | 960.05 | 960.06 | 960.06 | Battery Storage | MW | 167 | 215.66 | 924.94 | 2920.43 | 2920.43 | 2920.44 | 2920.44
Pumped Storage | MW | 0 | 0 | 0 | 0 | 0 | 0 | 0 | Pumped Storage | MW | 0 | 0 | 0 | 0 | 0 | 0 | 0 | Pumped Storage | MW | 0 | 0 | 0 | 0 | 0 | 0 | 0 | Pumped Storage | MW | 0 | 0 | 0 | 0 | 0 | 0 | 0 | Pumped Storage | MW | 0 | 0 | 0 | 0 | 0 | 0 | 0
Tier 4 | MW | 0 | 0 | 0 | 0 | 0 | 0 | 0 | Tier 4 | MW | 0 | 0 | 0 | 0 | 0 | 0 | 0 | Tier 4 | MW | 0 | 0 | 0 | 0 | 0 | 0 | 0 | Tier 4 | MW | 0 | 0 | 0 | 0 | 0 | 0 | 0 | Tier 4 | MW | 0 | 0 | 0 | 0 | 0 | 0 | 0
Hydro Imports (Existing) | MW | 0 | 0 | 0 | 0 | 0 | 0 | 0 | Hydro Imports (Existing) | MW | 0 | 0 | 0 | 0 | 0 | 0 | 0 | Hydro Imports (Existing) | MW | 0 | 0 | 0 | 0 | 0 | 0 | 0 | Hydro Imports (Existing) | MW | 0 | 0 | 0 | 0 | 0 | 0 | 0 | Hydro Imports (Existing) | MW | 0 | 0 | 0 | 0 | 0 | 0 | 0
In-State Hydro | MW | 0 | 0 | 0 | 0 | 0 | 0 | 0 | In-State Hydro | MW | 0 | 0 | 0 | 0 | 0 | 0 | 0 | In-State Hydro | MW | 0 | 0 | 0 | 0 | 0 | 0 | 0 | In-State Hydro | MW | 0 | 0 | 0 | 0 | 0 | 0 | 0 | In-State Hydro | MW | 0 | 0 | 0 | 0 | 0 | 0 | 0
Nuclear | MW | 0 | 0 | 0 | 0 | 0 | 0 | 0 | Nuclear | MW | 0 | 0 | 0 | 0 | 0 | 0 | 0 | Nuclear | MW | 0 | 0 | 0 | 0 | 0 | 0 | 0 | Nuclear | MW | 0 | 0 | 0 | 0 | 0 | 0 | 0 | Nuclear | MW | 0 | 0 | 0 | 0 | 0 | 0 | 0
Gas & FO | MW | 5114.7 | 5090.1 | 4060.7 | 3204.25 | 3364.56 | 3449.33 | 3765.16 | Gas & FO | MW | 5114.7 | 5090.1 | 4060.7 | 2306 | 0 | 0 | 0 | Gas & FO | MW | 5114.7 | 5090.1 | 4060.7 | 2306 | 0 | 0 | 0 | Gas & FO | MW | 5114.7 | 5090.1 | 4060.7 | 1908 | 0 | 0 | 0 | Gas & FO | MW | 5114.7 | 5090.1 | 4060.7 | 2306 | 0 | 0 | 0
Zero-Carbon Firm Resource | MW | 0 | 0 | 0 | 0 | 0 | 0 | 0 | Zero-Carbon Firm Resource | MW | 0 | 0 | 0 | 0 | 2848.45 | 4104.7 | 4104.7 | Zero-Carbon Firm Resource | MW | 0 | 0 | 0 | 0 | 3641.87 | 3421.91 | 3421.91 | Zero-Carbon Firm Resource | MW | 0 | 0 | 0 | 1977.44 | 5315.29 | 5315.29 | 5421.29 | Zero-Carbon Firm Resource | MW | 0 | 0 | 0 | 0 | 3078.53 | 3762.77 | 3762.77
Other | MW | 121.4 | 121.4 | 121.4 | 121.4 | 121.4 | 121.4 | 32.5 | Other | MW | 121.4 | 121.4 | 121.4 | 121.4 | 0 | 0 | 0 | Other | MW | 121.4 | 121.4 | 121.4 | 121.4 | 0 | 0 | 0 | Other | MW | 121.4 | 121.4 | 121.4 | 121.4 | 0 | 0 | 0 | Other | MW | 121.4 | 121.4 | 121.4 | 121.4 | 0 | 0 | 0
Statewide summaries reflect the additional HQ hydro capacity and generation delivered via the Champlain Hudson Power Express (CHPE) line in the resource category Hydro Imports (New). Statewide summaries do not include NY internal power transfers, such as the capacity provided to NYC from upstate New York via the Clean Path New York (CPNY) line.
Where applicable, zonal summaries include both CHPE and CPNY, together referred to as Tier 4, and both inject power into Zone J. CPNY is only included in mitigation cases, not the reference case.

## Cost Methods Overview
Legend | Cost Category | Description | Methodology and Key Inputs
| Net System Costs | Net system cost for mitigation scenarios relative to Reference scenario | Calculated by summing all system costs (described in table below), including investment cost and fuel savings for each scenario relative to the Reference case.
| Avoided GHG Benefits | Includes avoided GHG benefits for each mitigation scenario relative to Reference scenario. | Calculated by multiplying the difference in GHG emissions of each greenhouse gas between each scenario relative to the Reference Case by $/ton provided in Annex 1, which uses the central estimate from NYSDEC's guidance: https://www.dec.ny.gov/regulations/56552.html). Benefits are displayed on an NPV basis over 2020-2050 period
| Health Benefits | Includes annual avoided health impacts attributed to a variety of factors including reduced combustion, air quality improvements. | See Appendix G health impacts documentation for more detail, and Annex 3 for more detailed outputs.
Legend | Cost Category | Description | Methodology and Key Inputs
| Electricity Incremental | Includes capital and operating costs for electricity generation, transmission, costs to upgrade existing distribution system, and in-state hydrogen production costs. | Electric sector costs are calculated within E3's capacity expansion model, RESOLVE, which performs least-cost optimization to identify resource portfolios that meet New York State’s policy goals while also maintaining reliability. Based on the resource portfolios developed in RESOLVE for each scenario, provided in Annex 2, system costs are calculated within the model using the levelized investment costs and fuel prices provided in the "Resource Costs - Mid" and "Mid Case Fuel Projections" tabs of Annex 1, as well as the ongoing costs of operating existing generation units, provided in the "Going Forward Fixed Costs" tab. Incremental distribution system costs are calculated using the DRV values provided on the "Distribution System Costs" tab of Annex 1, scaled to the increases in peak load by scenario. These costs are aggregated and levelized for the system, and calculated on an NPV basis over the 2020-2050 period. More detail on the electric sector modeling methodology can be found in Chapter 5 of Appendix G. Where embedded system costs are estimated (Figures 45, 48, 50), AEO 2021 modeled prices for New York system in the Reference case (AEO includes NPCC for Upstate New York and for NYC+LI) are used to develop an estimate of current system expenditures (multiply AEO prices for generation, transmission, and distribution by load). This results in estimates of expenditures for generation, transmission, distribution in 2020. These are combined to create an estimate for total current system costs in 2020. We net out the generation and transmission costs captured by RESOLVE modeling in 2020 to ensure no double-counting of these costs, and hold the calculated embedded costs constant through 2050.
| Transportation Investment | Includes capital and operating expenses for light-duty vehicles, medium- and heavy-duty vehicles, and buses, in addition to charging infrastructure costs | Transportation sector investment includes capital cost and ongoing O&M cost (excluding cost for fuel and electricity, which are included in other cost categories). Capital costs are calculated by multiplying sales in each year in each scenario, available in Annex 2, by overnight capital costs, available in Annex 1. These overnight capital costs are then levelized according to sector-specific interest rates, provided in Annex 1. This category also includes cost for EV charging infrastructure, calculated on a per-vehicle basis and meant to represent cost for EV charging infrastructure levelized over each individual vehicle, with the per-unit cost for EV chargers included in Annex 1. Note capital cost for non-stock transportation end uses (such as rail, maritime, aviation) are generally excluded with exceptions noted below, and VMT reductions achieved in Scenarios 1-3 are assumed to occur at no incremental cost. Note Scenario 4 does include incremental costs associated with VMT reductions above Scenarios 2 and 3 (using data from DOE Moving Cooler report), in-state rail expansion (data from Environmental Impact Statement for Empire State Rail), and includes incremental cost for hydrogen and electric aviation (sourced from an EU funded report on hydrogen aviation: https://www.fch.europa.eu/publications/hydrogen-powered-aviation). Where embedded system costs are estimated (Figure 45, 48, 50): to estimate ongoing payments for financed technologies, we take the modeled sales of devices in 2019, multiplied by $/device price in 2019, and back-cast by the financing lifetime of the technology (i.e., we are trying to capture ongoing payments for devices sold prior to the first modeled year but which are still within their financial lifetime). We combine the embedded system cost estimate with modeled estimate of investments in 2019 and 2020 to estimate the current expenditures in 2020. We recognize this is an approximation of ongoing financing payments for existing energy infrastructure.
| Building Investment | Includes capital and operating expenses for building equipment and appliances (e.g., space heaters, air conditioners, water heaters) and investments for building shell upgrades | Building sector investment includes capital cost and ongoing O&M cost (excluding cost for fuel and electricity, which are included in other cost categories). Capital costs are calculated by multiplying sales in each year in each scenario, available in Annex 2, by overnight capital costs, available in Annex 1. These overnight capital costs are then levelized according to sector-specific interest rates, provided in Annex 1 Where embedded system costs are estimated (Figure 45, 48, 50): to estimate ongoing payments for financed technologies, we take the modeled sales of devices in 2019, multiplied by $/device price in 2019, and back-cast by the financing lifetime of the technology. We combine the embedded system cost estimate with modeled estimate of investments in 2019 and 2020 to estimate the current expenditures in 2020. We recognize this is an approximation of ongoing financing payments for existing energy infrastructure.
| Non-Energy | Includes mitigation costs for all non-energy categories, including agriculture, waste, and forestry. | Differences in annual non-energy emissions between mitigation scenario and the Reference scenario (found in Annex 2) are multiplied with annual $/tCO2e costs (found in Annex 1, tab "Non Energy Costs"). We calculate net investment for each Mitigation scenario relative to the Reference scenario, and costs are displayed on an NPV basis over 2020-2050 period. The non-energy emissions costs are calculated for waste, agriculture, and forestry and land use categories separately. Agriculture and Waste costs are sourced from US data within EPA's 2019 report on Global Non-CO2 Greenhouse Gas Emission Projections & Mitigation report, while Forestry and Land Use mitigation costs are sourced from WRI's 2020 CarbonShot report. Mitigation costs on a $/tCO2e basis were applied to reductions/increased sequestration in each scenario (after adjusting for differences in GHG accounting between the EPA/WRI reports and the Climate Act accounting conventions). Waste and agriculture costs for Scenarios 1-3 do not use the most expensive mitigation potential within the EPA report. Scenario 4 (Beyond 85% Reductions) includes incremental ambition in waste and agriculture beyond the other mitigation scenarios, so the incremental cost of agriculture and waste mitigation above the levels of Scenarios 1-3 are costed at a higher level in Scenario 4.
| Renewable Gas | Includes fuel costs for renewable natural gas and imported green hydrogen consumed for final energy demand (excludes fuel used for electricity generation). | Final energy demand in MMBtu was multiplied by energy prices in $/MMBtu from internal E3 analysis of biofuels prices based on DOE Billiion Ton Report, NYSERDA Potential of RNG report, and E3 analysis for hydrogen production costs. Note that renewable gas costs are meant to represent wholesale costs of gas, not retail rates for these fuels. See prices as published in Annex 1. Note that the cost for hydrogen production and import into New York state is included 50% in the RESOLVE modeling and 50% in the demand-side modeling; see Annex 1 tab Hydrogen Costs for a breakdown of cost components of hydrogen we include.
| Renewable Liquids | Includes fuel costs for renewable diesel and renewable jet kerosene consumed for final energy demand. | Final energy demand in MMBtu was multiplied by energy prices in $/MMBtu from internal E3 analysis of biofuels prices based on DOE Billion Ton Report. See prices for renewable fuels as published in Annex 1.
| NETs | Includes costs for direct air capture of CO2 as a proxy for NETs. | For scenarios with NETs, we multiply annual tons mitigated by $/ton costs, with per-ton estimates for cost of electricity and natural gas with CCS for ultimate prices as documented in Annex 1. Capital and O&M costs for direct air capture system taken from Keith, et al. 2018, with electricity price of $0.10/kWh and natural gas prices from EIA AEO 2021.
| Other | Includes other direct costs including non-stock sector costs, oil & gas system costs, and HFC alternatives. | Non-stock sector costs (mostly industry EE but some EE for non-stock building EE) estimated using a $ per MMBtu saved value, oil & gas system costs are direct calculations of capital and operating costs for the oil & gas system in New York for each scenario from parallel Abt analysis, HFC alternatives are direct calculations of costs for new HFC replacements and refrigerant recovery for each scenario from parallel Guidehouse analysis. These costs are calculated relative to a Reference scenario, so there are no HFC mitigation costs or non-stock cost for energy efficiency in the Reference case. Oil and gas system cost and HFC mitigation costs come form parallel analyses, non-stock cost for energy efficiency calculated by multiplying change in energy demand between Reference and mitigation scenarios by $/MMBTU cost for EE values for various sectors. Where embedded system costs are estimated (Figures 45, 48, 50): for oil and gas system cost (the pipeline delivery system), we use EIA AEO data on sales, delivered cost, and wholesale cost of natural gas to estimate the cost of the natural gas delivery system, and treat that as embedded cost which is held constant throughout the model period in real dollar terms across all scenarios. Estimate of embedded system costs = delivered natural gas revenues - wholesale natural gas revenues in New York state, with data from EIA: https://www.eia.gov/dnav/ng/ng_pri_sum_dcu_nus_m.htm
| Fossil Gas | Includes fuel costs for fossil natural gas consumed for final energy demand (excludes fuel used for electricity generation). | Final energy demand in MMBtu was multiplied by energy prices in $/MMBtu for the Middle Atlantic census division from EIA AEO 2021. Annual demand for fossil gas (documented in Annex 2) multiplied by price for fossil gas (documented in Annex 1). Quantities of fuels are model outputs, with the model benchmarked to a variety of sources including the GHG Inventory and EIA State Energy Data System data for 2018. Note that fossil gas costs are meant to represent wholesale costs of gas, not retail rates for gas.
| Fossil Liquids | Includes fuel costs for liquid petroleum products like gasoline, diesel, jet kerosene, LPG, and residual fuel oil consumed for final energy demand (excludes fuel used for electricity generation). | Final energy demand in MMBtu was multiplied by energy prices in $/MMBtu for the Middle Atlantic census division from EIA AEO 2021. Annual demand for fossil liquid fuels (documented in Annex 2) multiplied by price for fossil liquid fuels (documented in Annex 1). Quantities of fuels are model outputs, with the model benchmarked to a variety of sources including the GHG Inventory and EIA State Energy Data System data for 2018.
| Other Fuel | Includes fuel costs for other fuels such as wood, coal, and petroleum coke consumed for final energy demand (excludes fuel used for electricity generation). | Final energy demand in MMBtu was multiplied by energy prices in $/MMBtu for the Middle Atlantic census division from EIA AEO 2021. Annual demand for other fuels (documented in Annex 2) multiplied by price for other fuels (documented in Annex 1). Quantities of fuels are model outputs, with the model benchmarked to a variety of sources including the GHG Inventory and EIA State Energy Data System data for 2018.

## Figure 45
Figure 45. Estimated Current System Expenditure by Category
Category | Cost ($B)
Other Fuel | 0.95482
Fossil Gas | 2.5988
Fossil Liquids | 24.2802
Buildings Investment | 27.2222
Transportation Investment | 63.0518
Electricity | 19.96
Renewable Liquids | 0.09515
Renewable Gas | 0
Others | 4.7426
Total | 142.9055
As % GSP | 8.011%
Note: See "Cost Methods Overview" tab for description of methodology used to estimate current system expenditure, included embedded system costs and fuel payments
Note: Current expenditures do not represent a full bottoms-up accounting of all existing sector costs. Rather, these are approximated from back-casted modeled results and included for high-level comparison. Note current expenditures have no impact on reported BCA numbers, as those calculations are performed relative to the Reference Case, not current expenditures.

## Figure 46
Figure 46: Net Present Value of Benefits Relative to Reference Case
Scenario: | Avoided GHG Benefits | Health Benefits
Strategic Use of Low Carbon Fuels | 255 | 155
Accelerated Transition Away from Combustion | 240 | 160
Beyond 85% Reductions | 255 | 160
Note: Costs are displayed on an NPV basis over 2020-2050 period.
Note: See "Cost Methods Overview" tab for description of methodology used to calculate NPV of benefits

## Figure 47
Figure 47: Net Present Value of Net Direct Costs Relative to Reference Case (2020-2050)
Category | Low-Carbon Fuels | Accelerated Transition | Beyond 85% Reductions
Other Fuel | -4.0883 | -3.2747 | -3.2747
Fossil Gas | -28.5526 | -27.2773 | -29.1282
Fossil Liquids | -163.0967 | -116.7913 | -139.6526
Buildings Investment | 234.513 | 239.0483 | 239.0483
Transportation Investment | 3.4503 | 15.7711 | 39.0167
Electricity | 81.62 | 101.1031 | 92.7561
Renewable Liquids | 100.3502 | 2.5027 | 28.3691
Renewable Gas | 23.98 | 6.0513 | 21.0516
Negative Emissions Technologies | 5.7308 | 8.8566 | -0.0004273
Non-Energy | 19.4646 | 20.1553 | 25.1486
Others | 19.2293 | 18.8284 | 18.8284
Net | 296.4813 | 268.845 | 296.0355
Whisker sizes:
| Low-Carbon Fuels | Accelerated Transition | Beyond 85% Reductions | Methodology
High Whisker: the high whisker in Figure 47 represents Low Fuel and High Technology prices, leading to higher net direct costs of the Mitigation scenarios relative to the Reference scenario | 85.1512 | 68.5935 | 73.0568 | For the electric sector, a separate model run was performed in RESOLVE using low fuel prices, available on the "Low Case Fuel Projections" tab. The costs of each scenario was measured relative to a counterfactual Reference Case with the same input assumptions as the sensitivity. No high technology sensitivity was run on the power sector as we believe the base costs are conservative, especially in the context of these not including any IRA benefits. For the rest of the economy-wide costs, we run a sensitivity with lower fuel prices and high technology costs, as documented in Annex 1.
Low Whisker: the low whisker in Figure 47 represents High Fuel prices and Low Technology cost sensitivities for each scenario, resulting in higher net benefits (lower net direct costs) for each Mitigation scenario relative to the Reference case | 170.9242 | 129.6753 | 149.3256 | For the electric sector, a separate model run was performed in RESOLVE using low technology costs, available on the "Resource Costs - Low" tab, and high fuel prices, available on the "High Case Fuel Projections" tab. The costs of each scenario was measured relative to a counterfactual Reference Case with the same input assumptions as the sensitivity. For the rest of the economy-wide costs, we run a sensitivity with high fuel prices, as documented in Annex 1, and lower technology costs, also documented in Annex 1 device cost tabs.
Note: We calculate net investment for each Mitigation scenario relative to the Reference scenario, and costs are displayed on an NPV basis over 2020-2050 period.
Note: See "Cost Methods Overview" tab for description of methodology used to calculate NPV of benefits
Avoided Fossil Fuel Expenditures

## Figure 48
Figure 48: Net Present Value of System Expenditures in Reference Case and Scenarios 2-4 (2020-2050)
Category | Reference | Low-Carbon Fuels | Accelerated Transition | Beyond 85% Reductions
Other Fuel | 24.1639 | 20.0756 | 20.8892 | 20.8892
Fossil Gas | 66.5118 | 37.9591 | 39.2344 | 37.3835
Fossil Liquids | 475.8847 | 312.788 | 359.0934 | 336.2321
Buildings Investment | 566.2465 | 800.7595 | 805.2948 | 805.2948
Transportation Investment | 1056.4323 | 1059.8338 | 1072.2279 | 1095.4735
Electricity | 419.6388 | 501.2588 | 520.742 | 512.3949
Renewable Liquids | 5.0452 | 105.3954 | 7.5479 | 33.4143
Renewable Gas | 0 | 23.98 | 6.0513 | 21.0516
Negative Emissions Technologies | 0 | 5.7308 | 8.8566 | -0.0004273
Non-Energy | 0 | 19.4646 | 20.1553 | 25.1486
Others | 90.8864 | 113.9965 | 113.5862 | 113.5877
Total | 2704.8097 | 3001.2421 | 2973.6791 | 3000.8696
Note: Costs are displayed on an NPV basis over 2020-2050 period.
Note: See "Cost Methods Overview" tab for description of methodology used to calculate embedded system costs and scenario costs for each category

## Figure 49
Figure 49. Annual Net Direct Costs Relative to Reference Case in Scenarios 2-4
S2: Strategic Use of Low-Carbon Fuels
Category | 2030 | 2050
Other Fuel | -0.20793 | -0.4277
Fossil Gas | -1.2835 | -3.1061
Fossil Liquids | -7.4889 | -17.6307
Buildings Investment | 7.0097 | 35.7033
Transportation Investment | 1.4233 | -2.7164
Electricity | 1.4229 | 12.855
Renewable Liquids | 6.5644 | 7.9454
Renewable Gas | 1.6018 | 1.4877
Negative Emissions Technologies | 0 | 2.6972
Non-Energy | 0.89356 | 2.4436
Others | 1.5827 | 1.8617
Net | 11.518 | 41.113
S3: Accelerated Transition
Category | 2030 | 2050
Other Fuel | -0.20157 | -0.27257
Fossil Gas | -1.2356 | -3.1061
Fossil Liquids | -4.4256 | -15.021
Buildings Investment | 8.0418 | 35.9097
Transportation Investment | 3.9833 | -2.3187
Electricity | 1.6923 | 15.8395
Renewable Liquids | -0.027324 | 0.57857
Renewable Gas | 0.13917 | 0.82854
Negative Emissions Technologies | 0 | 4.1683
Non-Energy | 0.91494 | 2.5529
Others | 1.5251 | 1.8344
Net | 10.4064 | 40.9936
S4: Beyond 85% Reductions
Category | 2030 | 2050
Other Fuel | -0.20157 | -0.27257
Fossil Gas | -1.3354 | -3.1061
Fossil Liquids | -5.5441 | -17.3506
Buildings Investment | 8.0418 | 35.9097
Transportation Investment | 5.3718 | 0.45592
Electricity | 1.7309 | 14.7381
Renewable Liquids | 0.62385 | 4.3803
Renewable Gas | 1.1024 | 0.82853
Negative Emissions Technologies | 0 | -0.00020111
Non-Energy | 0.91494 | 3.8522
Others | 1.5252 | 1.8344
Net | 12.2299 | 41.2696
Note: Costs are displayed in real dollar terms in 2030 and 2050
Note: Costs are incremental costs relative to Reference scenario
Note: See "Cost Methods Overview" tab for description of methodology used to calculate scenario costs for each category

## Figure 50
Figure 50. Annual System Expenditures in Scenarios 2 - 4 (Compared to Current Expenditures)
| Current | Low-Carbon Fuels | Accelerated Transition | Beyond 85% Reductions | Current | Low-Carbon Fuels | Accelerated Transition | Beyond 85% Reductions
Category | 2020 | 2030 | 2030 | 2030 | 2020 | 2050 | 2050 | 2050
Other Fuel | 0.95482 | 1.0056 | 1.0119 | 1.0119 | 0.95482 | 0.95003 | 1.1052 | 1.1052
Fossil Gas | 2.5988 | 1.9117 | 1.9596 | 1.8598 | 2.5988 | 0.012148 | 0.012148 | 0.012148
Fossil Liquids | 24.2802 | 17.0553 | 20.1185 | 19 | 24.2802 | 1.3331 | 3.9428 | 1.6132
Buildings Investment | 27.2222 | 36.8886 | 37.9207 | 37.9207 | 27.2222 | 66.2957 | 66.5021 | 66.5021
Transportation Investment | 63.0518 | 58.3789 | 60.9421 | 62.3307 | 63.0518 | 44.4682 | 44.8659 | 47.6405
Electricity | 19.96 | 22.8934 | 23.1627 | 23.2013 | 19.96 | 37.4481 | 40.4327 | 39.3313
Renewable Liquids | 0.09515 | 7.0404 | 0.44859 | 1.0998 | 0.09515 | 8.1331 | 0.76622 | 4.5679
Renewable Gas | 0 | 1.6018 | 0.13917 | 1.1024 | 0 | 1.4877 | 0.82854 | 0.82853
Negative Emissions Technologies | 0 | 0 | 0 | 0 | 0 | 2.6972 | 4.1683 | -0.00020111
Non-Energy | 0 | 0.89356 | 0.91494 | 0.91494 | 0 | 2.4436 | 2.5529 | 3.8522
Others | 4.7426 | 6.3253 | 6.2677 | 6.2678 | 4.7426 | 6.6043 | 6.577 | 6.577
Total | 142.9055 | 153.9943 | 152.886 | 154.7094 | 142.9055 | 171.8732 | 171.7538 | 172.0299
Note: Scenario costs are displayed in real dollar terms in 2030 and 2050
Note: See "Cost Methods Overview" tab for description of methodology used to calculate embedded system costs and scenario costs for each category
Note: Current expenditures do not represent a full bottoms-up accounting of all existing sector costs. Rather, these are approximated from back-casted modeled results and included for high-level comparison. Note current expenditures have no impact on reported BCA numbers, as those calculations are performed relative to the Reference Case, not current expenditures.

## Figure 51
Figure 51. Net Present Value of Benefits and Costs relative to Reference Case, Including GHG Benefits, Health Benefits, and Net Direct Costs (2020-2050)
|  | Net System Costs | Avoided GHG Benefits | Health Benefits
Strategic Use of Low Carbon Fuels | Costs | 295
| Benefits |  | 255 | 155
Accelerated Transition Away from Combustion | Costs | 270
| Benefits |  | 240 | 160
Beyond 85% Reductions | Costs | 295
| Benefits |  | 255 | 160
Note: Values for net system cost, avoided GHG benefit, and health benefit in this tab are each rounded to the nearest $5 billion
Note: Costs are displayed on an NPV basis over 2020-2050 period.
Note: See "Cost Methods Overview" tab for description of methodology used to calculate embedded system costs and scenario costs for each category

## Figure 56
Figure 56. NPV of Scenario Net Direct Costs: Fuel cost sensitivity for Scenarios 2 Through 4
| Low-Carbon Fuels | Accelerated Transition | Beyond 85% Reductions
Core | 296.4813 | 268.845 | 296.0355
High Whisker | 21.9003 | 17.3591 | 20.2569
Low Whisker | 37.99 | 32.9308 | 37.0198
Scenario | Description |  |  | Methodology and Key Inputs
Core | Represents the total net benefits of Scenarios 2-4; the underlying components of net benefits are provided in Figures 50-51. |  |  | The development of the core net benefits estimates is described on the "Figure 51" tab.
High Whisker | The High Whisker estimate for each scenario represents a case with High Fuel prices, leading to higher net benefits. |  |  | For the electric sector, a separate model run was performed in RESOLVE using high fuel prices, available on the "High Case Fuel Projections" tab. The costs of each scenario was measured relative to a counterfactual Reference Case with the same input assumptions as the sensitivity. For the rest of the economy, the high whisker includes high fuel prices, as documented in Annex 1 fuel prices tab.
Low Whisker | The Low Whisker estimate for each scenario represents Low Fuel prices, leading to lower net benefits. |  |  | For the electric sector, a separate model run was performed in RESOLVE using low fuel prices, available on the "Low Case Fuel Projections" tab. The costs of each scenario was measured relative to a counterfactual Reference Case with the same input assumptions as the sensitivity. For the rest of the economy, the low whisker includes low fuel prices, as documented in Annex 1 fuel prices tab.

## Figure 57
Figure 57. NPV of Scenario Net Direct Costs: Biofuel cost sensitivity for Scenarios 2 through 4
| Low-Carbon Fuels | Accelerated Transition | Beyond 85% Reductions
Core | 296.4813 | 268.845 | 296.0355
Low Cost Whisker | 48.2065 | 8.697 | 24.4764
High Cost Whisker | 0 | 0 | 0
Scenario | Description |  |  | Methodology and Key Inputs
Core | Represents the total net costs of Scenarios 2-4. |  |  | The development of the core net benefits estimates is described on the "Figure 51" tab.
Low Whisker | The Low Whisker estimate for each scenario represents Low Renewable Fuel prices, leading to lower net costs. |  |  | The low renewable fuel prices for the low biofuel cost sensitivity are documented in Annex 1 fuel prices by sector tab

## Figure 58
Figure 58. NPV of Scenario Net Direct Costs: Technology cost sensitivity
| Low-Carbon Fuels | Accelerated Transition | Beyond 85% Reductions
Core | 296.4695 | 268.3479 | 295.9535
Low Cost Whisker | 63.251 | 51.2345 | 52.7999
High Cost Whisker | 92.6722 | 103.4724 | 96.5522
Scenario | Description |  |  | Methodology and Key Inputs
Core | Represents the net costs of Scenarios 2-4 |  |  | The development of the core net costs estimates is described on the "Figure 51" tab.
Low Whisker | The Low Whisker estimate for each scenario represents Low Technology costs, leading to lower direct costs. |  |  | For the electric sector, a separate model run was performed in RESOLVE using low technology costs, available on the "Resource Costs - Low" tab in Annex 1. The costs of each scenario was measured relative to a counterfactual Reference Case with the same input assumptions as the sensitivity. For the rest of the economy, the sensitivity includes lower cost for key demand-side technologies, as documented in the various device cost tabs of Annex 1.
High Whisker | The High Whisker estimate for each scenario represents High Technology costs, leading to higher direct costs. |  |  | For the electric sector, no increase in costs used as original costs are conservative, especially when considering no IRA benefits are included. The high technology costs are only high for demand-side technology prices, as documented in the various device cost tabs of Annex 1.

## Figure 59
Figure 59. NPV of Net Benefit of Mitigation Scenarios (2020-2050): Range Including Uncertainty in Fuel Cost, Technology Cost
| Low-Carbon Fuels | Accelerated Transition | Beyond 85% Reductions
Core | 115 | 131 | 120
High Whisker | 178.402 | 144.2256 | 157.4299
Low Whisker | 87.4372 | 71.7235 | 75.8582
Scenario | Description |  |  | Methodology and Key Inputs
Core | Represents the total net benefits of Scenarios 2-4; the underlying components of net benefits are provided in Figures 50-51. |  |  | The development of the core net benefits estimates is described on the "Figure 51" tab (taking the sum of net costs and health + GHG benefits).
High Whisker | The High Whisker estimate for each scenario represents a case with Low Technology costs and High Fuel prices, leading to higher net benefits. |  |  | For the electric sector, a separate model run was performed in RESOLVE using low technology costs, available on the "Resource Costs - Low" tab, and high fuel prices, available on the "High Case Fuel Projections" tab, respectively, in Annex 1. The costs of each scenario was measured relative to a counterfactual Reference Case with the same input assumptions as the sensitivity. For the rest of the economy-wide costs, we run a sensitivity with high fuel prices, as documented in Annex 1, and lower technology costs, also documented in Annex 1 device cost tabs.
Low Whisker | The Low Whisker estimate for each scenario represents a case with High Technology costs and Low Fuel prices, leading to lower net benefits. |  |  | For the electric sector, a separate model run was performed in RESOLVE using low fuel prices, available on the "Low Case Fuel Projections" tab. The costs of each scenario was measured relative to a counterfactual Reference Case with the same input assumptions as the sensitivity. For the rest of the economy-wide costs, we run a sensitivity with lower fuel prices and higher technology costs, as documented in Annex 1.

## Figure 62
Figure 62. Cost Impacts of Firm Capacity Sensitivities ($B NPV)
Scenario | Cost above Reference | Delta with Scenario 3
With Limited Combustion of RNG | 22.88 | -10.38
With Limited Combustion of Hydrogen | 26 | -7.26
Scenario 3 | 33.26 | 0
No Nuclear Relicensing | 40.86 | 7.6
Note: The costs presented represent the costs relative to a Reference Case with equivalent levels of electrification loads, and as a result are not directly comparable to the electric sector costs presented in the economy-wide analysis, in which costs are measured relative to a Reference Case with Reference loads.
Scenario | Description |  | Methodology and Key Inputs
With Limited Combustion of RNG | Sensitivity analysis in which renewable natural gas (RNG) is available as a zero-carbon fuel for combustion in combustion turbines (CTs) and combined cycle gas turbines (CCGTs). |  | A separate model run was performed in RESOLVE to examine the costs of this sensitivity. The sensitivity differs from Scenario 3 by assuming that existing combustion capacity can remain online and new combustion capacity can be built. The costs of RNG are provided in the "Mid Case Fuel Projections" tab in Annex 1.
With Limited Combustion of Hydrogen | Sensitivity analysis in which hydrogen can be utilized in combustion turbines (CTs) and combined cycle gas turbines (CCGTs). |  | A separate model run was performed in RESOLVE to examine the costs of this sensitivity. The sensitivity differs from Scenario 3 by assuming that existing combustion capacity can remain online (with increased FO&M costs to convert to burning hydrogen) and new combustion capacity can be built.
Scenario 3: Accelerated Transition away from Combustion | In this scenario, all existing combustion-based capacity is retired by 2040, and zero-carbon firm capacity needs are met with a resource that avoids combustion and local air pollution (modeled as a hydrogen fuel cell). |  | Electric sector costs are calculated within E3's capacity expansion model, RESOLVE, which performs least-cost optimization to identify resource portfolios that meet New York State’s policy goals while also maintaining reliability; for more detail see the description provided on the Figure 46 tab. Specific to this scenario, the costs of a hydrogen fuel cell resource are included in the "Resource Costs - Mid" tab and the costs of hydrogen are included in the "Mid Case Fuel Projections" tab. For more information on the input assumptions used to develop the load forecast, see Figure 7 of Appendix G.
No Nuclear Relicensing | Sensitivity analysis in which existing nuclear units are not relicensed and instead are retired at the end of their current 60-year licenses. |  | A separate model run was performed in RESOLVE to examine the costs of this sensitivity. The sensitivity differs from Scenario 3 by assuming that existing nuclear capacity is retired at the end of each unit's current 60-year license. A portfolio of resources is added to the New York system to replace the nuclear units and is compared to the costs of continuing to operate the nuclear units (provided in the "Going Forward Fixed Costs" tab).

## Net Annual Cost
Cost and Benefits of Scenario relative to Reference [positive = benefit relative to reference, negative = cost relative to reference]
Scenario | Chart Category | 2020 | 2021 | 2022 | 2023 | 2024 | 2025 | 2026 | 2027 | 2028 | 2029 | 2030 | 2031 | 2032 | 2033 | 2034 | 2035 | 2036 | 2037 | 2038 | 2039 | 2040 | 2041 | 2042 | 2043 | 2044 | 2045 | 2046 | 2047 | 2048 | 2049 | 2050
scenario 2 | Other Fuel | 0.00044071 | 0.0091418 | 0.024972 | 0.04051 | 0.058347 | 0.078061 | 0.09608 | 0.12386 | 0.15157 | 0.17995 | 0.20793 | 0.22747 | 0.2451 | 0.26117 | 0.27623 | 0.29082 | 0.30573 | 0.32069 | 0.33345 | 0.34477 | 0.35771 | 0.36796 | 0.37579 | 0.38654 | 0.39766 | 0.40518 | 0.41417 | 0.41962 | 0.42229 | 0.42553 | 0.4277
scenario 2 | Fossil Gas | 0.012399 | 0.064015 | 0.13995 | 0.20628 | 0.34089 | 0.47217 | 0.51066 | 0.66464 | 0.84339 | 1.0491 | 1.2835 | 1.4375 | 1.596 | 1.7985 | 1.96 | 2.0592 | 2.1839 | 2.3285 | 2.4568 | 2.577 | 2.7044 | 2.7742 | 2.8593 | 2.923 | 2.9679 | 3.027 | 3.0762 | 3.096 | 3.1066 | 3.116 | 3.1061
scenario 2 | Fossil Liquids | 0.16231 | 0.36704 | 0.72411 | 1.7323 | 2.6717 | 3.2594 | 3.8702 | 4.8549 | 5.834 | 6.8068 | 7.4889 | 8.4557 | 9.4055 | 10.335 | 11.2821 | 11.8756 | 12.3566 | 12.8373 | 13.319 | 13.7111 | 14.1767 | 14.6511 | 15.0418 | 15.5287 | 16.0142 | 16.3773 | 16.7712 | 17.0626 | 17.2529 | 17.4663 | 17.6307
scenario 2 | Buildings Investment | -0.0468 | -0.12381 | -0.23905 | -0.47714 | -0.84348 | -1.3662 | -2.0737 | -3.0258 | -4.2139 | -5.5414 | -7.0097 | -8.5017 | -10.0231 | -11.5787 | -13.1946 | -14.8887 | -16.6371 | -18.4553 | -20.2942 | -22.1129 | -23.9217 | -25.648 | -27.1879 | -28.5478 | -29.782 | -30.8827 | -31.9674 | -33.0367 | -34.0338 | -34.9374 | -35.7033
scenario 2 | Transportation Investment | -0.00040699 | -0.029008 | -0.12716 | -0.27035 | -0.42968 | -0.61755 | -0.8338 | -1.0599 | -1.2474 | -1.3735 | -1.4233 | -1.4369 | -1.4162 | -1.3671 | -1.2904 | -1.1919 | -1.0097 | -0.74579 | -0.42565 | -0.085465 | 0.28404 | 0.681 | 1.0891 | 1.452 | 1.7556 | 1.9888 | 2.1892 | 2.36 | 2.5082 | 2.6184 | 2.7164
scenario 2 | Electricity | 0.011848 | -0.0028809 | -0.01761 | -0.032338 | -0.047067 | -0.061796 | -0.33405 | -0.60631 | -0.87857 | -1.1508 | -1.4231 | -1.9855 | -2.6074 | -3.2293 | -3.8512 | -4.4731 | -5.5308 | -6.5885 | -7.6462 | -8.7039 | -9.7615 | -10.2373 | -10.7131 | -11.1889 | -11.6647 | -12.1405 | -12.2832 | -12.426 | -12.5688 | -12.7116 | -12.8544
scenario 2 | Renewable Liquids | -0.26303 | -0.39725 | -0.51385 | -1.5084 | -2.4821 | -3.0493 | -3.9777 | -4.8426 | -5.6387 | -6.3537 | -6.5644 | -6.9406 | -7.3162 | -7.6912 | -8.065 | -7.8896 | -7.6619 | -7.4423 | -7.2311 | -7.0369 | -6.9159 | -6.9103 | -6.9219 | -6.9558 | -7.0045 | -7.0735 | -7.2166 | -7.3792 | -7.5521 | -7.7433 | -7.9454
scenario 2 | Renewable Gas | -0.014499 | -0.04755 | -0.08463 | -0.12968 | -0.19061 | -0.39665 | -0.59193 | -0.80751 | -1.0073 | -1.3286 | -1.6018 | -1.6704 | -1.7322 | -1.7923 | -1.8432 | -1.8881 | -1.9326 | -1.9761 | -2.0133 | -2.0472 | -2.076 | -2.1042 | -2.129 | -2.181 | -2.2269 | -2.2413 | -2.2554 | -2.1412 | -1.8387 | -1.6048 | -1.4877
scenario 2 | Negative Emissions Technologies | 0 | 0 | 0 | 0 | 0 | 0 | 0 | 0 | 0 | 0 | 0 | 0 | 0 | 0 | 0 | 0 | 0 | 0 | 0 | 0 | 0 | -0.26972 | -0.53943 | -0.80915 | -1.0789 | -1.3486 | -1.6183 | -1.888 | -2.1577 | -2.4274 | -2.6972
scenario 2 | Non-Energy | -0.023007 | -0.052044 | -0.088528 | -0.13023 | -0.18099 | -0.37752 | -0.43596 | -0.51089 | -0.5864 | -0.66581 | -0.89356 | -0.97299 | -1.0534 | -1.1284 | -1.2012 | -1.4141 | -1.4696 | -1.5233 | -1.5754 | -1.6258 | -1.8094 | -1.8536 | -1.8932 | -1.9348 | -1.9752 | -2.1463 | -2.1815 | -2.2158 | -2.2492 | -2.2817 | -2.4436
scenario 2 | Others | -7.473e-05 | -0.37298 | -0.32419 | -0.33401 | -0.56135 | -0.68625 | -0.7976 | -0.95924 | -1.0899 | -1.4097 | -1.5827 | -1.5965 | -1.6022 | -1.6134 | -1.6228 | -1.6321 | -1.6467 | -1.6573 | -1.6687 | -1.6792 | -1.6915 | -1.7003 | -1.7169 | -1.7352 | -1.7477 | -1.7539 | -1.7699 | -1.8001 | -1.8195 | -1.8395 | -1.8617
scenario 2 | Avoided GHG Benefits | -0.13288 | 0.14378 | 0.45477 | 1.2229 | 2.2976 | 3.2624 | 4.3722 | 5.6324 | 7.0065 | 8.4873 | 9.8653 | 11.0994 | 12.3741 | 13.6493 | 14.9439 | 16.2182 | 17.8464 | 19.5051 | 21.0614 | 22.6315 | 24.3461 | 25.6673 | 26.9273 | 28.2038 | 29.467 | 30.7679 | 31.9585 | 33.0411 | 34.1857 | 35.1233 | 36.3101
scenario 2 | Health Benefit | 0.0041762 | 0.32636 | 0.8656 | 1.4178 | 1.9822 | 2.5577 | 3.3991 | 4.2448 | 5.0948 | 5.9487 | 6.8066 | 7.7299 | 8.6565 | 9.5861 | 10.5186 | 11.454 | 12.2358 | 13.0161 | 13.7948 | 14.5715 | 15.3463 | 15.8748 | 16.4011 | 16.9251 | 17.4468 | 17.9662 | 18.368 | 18.7677 | 19.1655 | 19.5615 | 19.956
scenario 2 | Net | -0.28952 | -0.11518 | 0.81439 | 1.7376 | 2.6155 | 3.0744 | 3.2035 | 3.7084 | 4.268 | 4.6484 | 5.1537 | 5.8454 | 6.5263 | 7.2296 | 7.9124 | 8.5203 | 9.0398 | 9.6192 | 10.1108 | 10.5446 | 11.0394 | 11.2928 | 11.5929 | 12.0665 | 12.5692 | 12.9457 | 13.4848 | 13.86 | 14.4213 | 14.7654 | 15.1537
Scenario | Chart Category | 2020 | 2021 | 2022 | 2023 | 2024 | 2025 | 2026 | 2027 | 2028 | 2029 | 2030 | 2031 | 2032 | 2033 | 2034 | 2035 | 2036 | 2037 | 2038 | 2039 | 2040 | 2041 | 2042 | 2043 | 2044 | 2045 | 2046 | 2047 | 2048 | 2049 | 2050
scenario 3 | Other Fuel | 0.00044071 | 0.0091418 | 0.024972 | 0.04051 | 0.058347 | 0.078061 | 0.096081 | 0.11869 | 0.14425 | 0.17335 | 0.20157 | 0.21243 | 0.22152 | 0.22916 | 0.23589 | 0.24226 | 0.24906 | 0.25603 | 0.26095 | 0.2646 | 0.26998 | 0.27286 | 0.27348 | 0.27715 | 0.28133 | 0.28208 | 0.28444 | 0.28338 | 0.27966 | 0.2766 | 0.27257
scenario 3 | Fossil Gas | 0.0051776 | 0.044802 | 0.10474 | 0.15229 | 0.26813 | 0.38477 | 0.43072 | 0.65681 | 0.88931 | 1.0471 | 1.2356 | 1.3691 | 1.5111 | 1.6984 | 1.8503 | 1.9462 | 2.0678 | 2.2093 | 2.3358 | 2.4549 | 2.5804 | 2.6583 | 2.7492 | 2.8139 | 2.8594 | 2.9207 | 2.9714 | 3.0081 | 3.0583 | 3.1011 | 3.1061
scenario 3 | Fossil Liquids | -0.0014203 | 0.063764 | 0.25973 | 0.46039 | 0.67229 | 0.89669 | 1.1138 | 2.3503 | 3.5185 | 3.9297 | 4.4256 | 5.1192 | 5.8347 | 6.5508 | 7.3 | 8.0417 | 8.6991 | 9.399 | 10.1244 | 10.7473 | 11.4106 | 12.013 | 12.519 | 13.0679 | 13.5878 | 13.9843 | 14.3484 | 14.6065 | 14.7626 | 14.9152 | 15.021
scenario 3 | Buildings Investment | -0.0468 | -0.12392 | -0.23916 | -0.47725 | -0.84359 | -1.3663 | -2.0738 | -3.929 | -5.8459 | -6.8716 | -8.0418 | -9.2801 | -10.5926 | -11.9833 | -13.4753 | -15.0829 | -16.7822 | -18.5996 | -20.4665 | -22.326 | -24.1921 | -25.9904 | -26.6905 | -27.3819 | -28.977 | -30.4158 | -31.7654 | -33.0251 | -34.145 | -35.1162 | -35.9097
scenario 3 | Transportation Investment | -0.015142 | -0.04355 | -0.11568 | -0.21678 | -0.32494 | -0.45956 | -0.62517 | -3.3987 | -5.262 | -4.5884 | -3.9865 | -3.4628 | -3.0211 | -2.6364 | -2.2975 | -2.0071 | -1.6877 | -1.452 | -1.2411 | -1.0232 | -0.79337 | -0.56007 | 2.2791 | 4.229 | 3.6805 | 3.2388 | 2.9013 | 2.6656 | 2.5029 | 2.3818 | 2.3187
scenario 3 | Electricity | 0.011576 | 0.0004128 | -0.010751 | -0.021915 | -0.033078 | -0.044242 | -0.36357 | -0.6829 | -1.0022 | -1.3314 | -1.6709 | -2.4056 | -3.1404 | -3.8752 | -4.61 | -5.3447 | -6.7566 | -8.1685 | -9.5804 | -10.9923 | -12.4042 | -12.9129 | -13.4216 | -13.9303 | -14.4391 | -14.9478 | -15.1251 | -15.3024 | -15.4796 | -15.6569 | -15.8342
scenario 3 | Renewable Liquids | -0.00033639 | -0.00021033 | 0.0013847 | 0.0012809 | 0.00048761 | 0.012064 | 0.009353 | 0.004493 | -0.002781 | -0.012809 | 0.027324 | 0.0092765 | -0.013872 | -0.041302 | -0.071955 | -0.10441 | -0.1383 | -0.17293 | -0.20845 | -0.2442 | -0.27823 | -0.31754 | -0.35638 | -0.39265 | -0.42659 | -0.45977 | -0.48748 | -0.51387 | -0.53841 | -0.55976 | -0.57857
scenario 3 | Renewable Gas | -0.0069611 | -0.015873 | -0.027017 | -0.043753 | -0.060279 | -0.073701 | -0.071036 | -0.07995 | -0.0898 | -0.10815 | -0.13917 | -0.20039 | -0.25457 | -0.30665 | -0.34957 | -0.38673 | -0.42539 | -0.46418 | -0.49783 | -0.52934 | -0.55702 | -0.63621 | -0.70353 | -0.75635 | -0.79759 | -0.8312 | -0.85532 | -0.86682 | -0.86962 | -0.87972 | -0.82854
scenario 3 | Negative Emissions Technologies | 0 | 0 | 0 | 0 | 0 | 0 | 0 | 0 | 0 | 0 | 0 | 0 | 0 | 0 | 0 | 0 | 0 | 0 | 0 | 0 | 0 | -0.41683 | -0.83367 | -1.2505 | -1.6673 | -2.0842 | -2.501 | -2.9178 | -3.3347 | -3.7515 | -4.1683
scenario 3 | Non-Energy | -0.023007 | -0.052044 | -0.088528 | -0.1329 | -0.18634 | -0.38554 | -0.44665 | -0.52425 | -0.60244 | -0.68451 | -0.91494 | -0.99876 | -1.0836 | -1.1629 | -1.2401 | -1.4575 | -1.5174 | -1.5755 | -1.6319 | -1.6868 | -1.8748 | -1.9233 | -1.9673 | -2.0133 | -2.0582 | -2.2336 | -2.2733 | -2.3119 | -2.3497 | -2.3866 | -2.5529
scenario 3 | Others | -2.5435e-10 | -0.37287 | -0.32405 | -0.33342 | -0.55831 | -0.6807 | -0.79289 | -0.96076 | -1.0767 | -1.3756 | -1.5251 | -1.5498 | -1.5601 | -1.5744 | -1.5859 | -1.5965 | -1.6116 | -1.6219 | -1.6324 | -1.6415 | -1.6559 | -1.6697 | -1.6876 | -1.7043 | -1.7181 | -1.7311 | -1.7527 | -1.7818 | -1.8002 | -1.8193 | -1.8344
scenario 3 | Avoided GHG Benefits | 0.10965 | 0.33695 | 0.60368 | 0.99431 | 1.7133 | 2.4719 | 3.2105 | 4.8184 | 6.4341 | 7.4434 | 8.5309 | 9.6114 | 10.7506 | 11.9228 | 13.1238 | 14.4966 | 16.1433 | 17.8363 | 19.4389 | 21.0546 | 22.7954 | 24.3037 | 25.7423 | 27.163 | 28.5577 | 29.99 | 31.285 | 32.5264 | 33.9198 | 35.0774 | 36.4063
scenario 3 | Health Benefit | 0.0041762 | 0.43431 | 1.0815 | 1.7416 | 2.414 | 3.0974 | 3.8949 | 4.7389 | 5.5729 | 6.3682 | 7.1693 | 8.0683 | 8.9725 | 9.8816 | 10.7952 | 11.7131 | 12.4918 | 13.27 | 14.0473 | 14.8232 | 15.5974 | 16.1337 | 16.668 | 17.2 | 17.7298 | 18.2573 | 18.6659 | 19.0724 | 19.477 | 19.8798 | 20.2812
scenario 3 | Net | 0.037352 | 0.28091 | 1.2708 | 2.1644 | 3.12 | 3.9308 | 4.3823 | 3.112 | 2.6771 | 3.9892 | 5.3118 | 6.4923 | 7.6243 | 8.7026 | 9.6749 | 10.4599 | 10.7319 | 10.916 | 10.9488 | 10.9012 | 10.8983 | 10.9547 | 14.5704 | 17.3217 | 16.6129 | 15.9699 | 15.6963 | 15.4427 | 15.4831 | 15.462 | 15.6992
Scenario | Chart Category | 2020 | 2021 | 2022 | 2023 | 2024 | 2025 | 2026 | 2027 | 2028 | 2029 | 2030 | 2031 | 2032 | 2033 | 2034 | 2035 | 2036 | 2037 | 2038 | 2039 | 2040 | 2041 | 2042 | 2043 | 2044 | 2045 | 2046 | 2047 | 2048 | 2049 | 2050
scenario 4 | Other Fuel | 0.00044071 | 0.0091418 | 0.024972 | 0.04051 | 0.058347 | 0.078061 | 0.096081 | 0.11869 | 0.14425 | 0.17335 | 0.20157 | 0.21243 | 0.22152 | 0.22916 | 0.23589 | 0.24226 | 0.24906 | 0.25603 | 0.26095 | 0.2646 | 0.26998 | 0.27286 | 0.27348 | 0.27715 | 0.28133 | 0.28208 | 0.28444 | 0.28338 | 0.27966 | 0.2766 | 0.27257
scenario 4 | Fossil Gas | -0.00059986 | 0.032172 | 0.12745 | 0.18631 | 0.31364 | 0.43957 | 0.48092 | 0.71257 | 0.94993 | 1.1274 | 1.3354 | 1.5043 | 1.6755 | 1.8905 | 2.0586 | 2.1569 | 2.2786 | 2.4173 | 2.5349 | 2.6408 | 2.7512 | 2.8276 | 2.9098 | 2.9601 | 2.9857 | 3.0245 | 3.0514 | 3.0634 | 3.0897 | 3.1097 | 3.1061
scenario 4 | Fossil Liquids | -0.043233 | 0.01188 | 0.48463 | 0.87167 | 1.2569 | 1.6312 | 1.9093 | 3.2394 | 4.4777 | 4.975 | 5.5441 | 6.419 | 7.284 | 8.1156 | 8.9548 | 9.7574 | 10.4112 | 11.0934 | 11.7885 | 12.3687 | 12.9129 | 13.6906 | 14.3303 | 15.0063 | 15.6328 | 16.0964 | 16.5416 | 16.8554 | 17.0414 | 17.2303 | 17.3506
scenario 4 | Buildings Investment | -0.0468 | -0.12392 | -0.23916 | -0.47725 | -0.84359 | -1.3663 | -2.0738 | -3.929 | -5.8459 | -6.8716 | -8.0418 | -9.2801 | -10.5926 | -11.9833 | -13.4753 | -15.0829 | -16.7822 | -18.5996 | -20.4665 | -22.326 | -24.1921 | -25.9904 | -26.6905 | -27.3819 | -28.977 | -30.4158 | -31.7654 | -33.0251 | -34.145 | -35.1162 | -35.9097
scenario 4 | Transportation Investment | -0.015142 | -0.04355 | -0.11568 | -0.21678 | -0.35055 | -0.51121 | -1.9033 | -4.7037 | -6.5944 | -5.9487 | -5.3751 | -4.885 | -4.4774 | -4.1274 | -3.8236 | -3.5689 | -3.2857 | -3.0868 | -2.8843 | -2.6749 | -2.4536 | -2.3288 | 0.40127 | 2.2414 | 1.5825 | 1.0296 | 0.58042 | 0.2323 | -0.043475 | -0.27834 | -0.45592
scenario 4 | Electricity | 0.011478 | -0.0016289 | -0.014735 | -0.027842 | -0.040948 | -0.054055 | -0.3837 | -0.71335 | -1.043 | -1.3726 | -1.7136 | -2.4085 | -3.1034 | -3.7983 | -4.4933 | -5.1882 | -6.3288 | -7.4693 | -8.6099 | -9.7505 | -10.8911 | -11.4369 | -11.9828 | -12.5286 | -13.0744 | -13.6203 | -13.8435 | -14.0668 | -14.29 | -14.5133 | -14.7365
scenario 4 | Renewable Liquids | 0.041476 | 0.051674 | -0.08832 | -0.17631 | -0.26209 | -0.33131 | -0.40949 | -0.48509 | -0.55532 | -0.61903 | -0.62385 | -0.9058 | -1.1679 | -1.4083 | -1.6255 | -1.8185 | -1.9925 | -2.1455 | -2.2789 | -2.3962 | -2.4126 | -2.8389 | -3.1934 | -3.4838 | -3.7131 | -3.8888 | -4.0532 | -4.1828 | -4.2752 | -4.3418 | -4.3803
scenario 4 | Renewable Gas | -0.00093071 | -0.014851 | -0.07185 | -0.10883 | -0.14474 | -0.20572 | -0.34642 | -0.47089 | -0.57713 | -0.85712 | -1.1024 | -1.4956 | -1.8056 | -2.0407 | -2.1957 | -2.2783 | -2.3013 | -2.2727 | -2.1943 | -2.0778 | -1.9337 | -2.0002 | -1.9796 | -1.9026 | -1.7751 | -1.6099 | -1.4312 | -1.2431 | -1.0727 | -0.94875 | -0.82853
scenario 4 | Negative Emissions Technologies | 0 | 0 | 0 | 0 | 0 | 0 | 0 | 0 | 0 | 0 | 0 | 0 | 0 | 0 | 0 | 0 | 0 | 0 | 0 | 0 | 0 | 2.0111e-05 | 4.0222e-05 | 6.0333e-05 | 8.0443e-05 | 0.00010055 | 0.00012067 | 0.00014078 | 0.00016089 | 0.000181 | 0.00020111
scenario 4 | Non-Energy | -0.023007 | -0.052044 | -0.088528 | -0.1329 | -0.18634 | -0.38554 | -0.44665 | -0.52425 | -0.60244 | -0.68451 | -0.91494 | -1.078 | -1.2479 | -1.4242 | -1.6069 | -1.382 | -1.587 | -1.797 | -2.0121 | -2.2318 | -2.0553 | -2.2935 | -2.5355 | -2.7813 | -3.0305 | -2.8908 | -3.1552 | -3.4225 | -3.6925 | -3.965 | -3.8522
scenario 4 | Others | -2.3648e-11 | -0.37287 | -0.32407 | -0.33346 | -0.55836 | -0.68076 | -0.79296 | -0.96084 | -1.0768 | -1.3757 | -1.5252 | -1.5499 | -1.5602 | -1.5745 | -1.5861 | -1.5966 | -1.6117 | -1.622 | -1.6325 | -1.6416 | -1.656 | -1.6698 | -1.6877 | -1.7044 | -1.7181 | -1.7311 | -1.7527 | -1.7818 | -1.8002 | -1.8193 | -1.8344
scenario 4 | Avoided GHG Benefits | 0.063837 | 0.28139 | 0.71401 | 1.2136 | 2.0382 | 2.8972 | 3.7415 | 5.4183 | 7.0943 | 8.2238 | 9.4118 | 10.7119 | 12.0409 | 13.3605 | 14.6801 | 16.1401 | 17.8074 | 19.5041 | 21.0832 | 22.65 | 24.2919 | 25.7692 | 27.0744 | 28.329 | 29.5176 | 30.6185 | 31.695 | 32.7122 | 33.8221 | 34.7455 | 35.7239
scenario 4 | Health Benefit | 0.0041762 | 0.44217 | 1.0972 | 1.7652 | 2.4454 | 3.1367 | 3.9605 | 4.8309 | 5.6912 | 6.5128 | 7.3402 | 8.2193 | 9.1034 | 9.9924 | 10.8859 | 11.7837 | 12.5582 | 13.3322 | 14.1052 | 14.8768 | 15.6468 | 16.1794 | 16.71 | 17.2383 | 17.7644 | 18.2883 | 18.6946 | 19.0988 | 19.5011 | 19.9016 | 20.3006
scenario 4 | Net | -0.0083054 | 0.21956 | 1.5059 | 2.6039 | 3.7258 | 4.6478 | 3.8321 | 2.5327 | 2.0623 | 3.2831 | 4.5362 | 5.464 | 6.3703 | 7.2314 | 8.0089 | 9.1651 | 9.4154 | 9.61 | 9.6943 | 9.702 | 10.2783 | 10.1811 | 13.6297 | 16.2698 | 15.476 | 15.1829 | 14.8463 | 14.5236 | 14.415 | 14.2812 | 14.7565

## Gross Annual Cost
Cost and Benefits of Scenario relative to Reference [positive = benefit relative to reference, negative = cost relative to reference]
Scenario | Chart Category | 2020 | 2021 | 2022 | 2023 | 2024 | 2025 | 2026 | 2027 | 2028 | 2029 | 2030 | 2031 | 2032 | 2033 | 2034 | 2035 | 2036 | 2037 | 2038 | 2039 | 2040 | 2041 | 2042 | 2043 | 2044 | 2045 | 2046 | 2047 | 2048 | 2049 | 2050
scenario 2 | Other Fuel | -0.95438 | -1.1619 | -1.3911 | -1.3069 | -1.2464 | -1.1861 | -1.0814 | -1.074 | -1.0549 | -1.0335 | -1.0056 | -1 | -0.98942 | -0.9789 | -0.96892 | -0.96085 | -0.95685 | -0.95505 | -0.95146 | -0.94674 | -0.94765 | -0.94515 | -0.9412 | -0.94384 | -0.94824 | -0.94862 | -0.95277 | -0.95248 | -0.95002 | -0.95025 | -0.95003
scenario 2 | Fossil Gas | -2.5864 | -4.2236 | -5.5574 | -4.3813 | -3.9442 | -3.5052 | -2.5347 | -2.3737 | -2.2283 | -2.0646 | -1.9117 | -1.7598 | -1.6151 | -1.5121 | -1.3642 | -1.1795 | -1.0274 | -0.89512 | -0.76414 | -0.64021 | -0.52882 | -0.41876 | -0.32483 | -0.23646 | -0.15864 | -0.096023 | -0.042119 | -0.011775 | -0.011931 | -0.012078 | -0.012148
scenario 2 | Fossil Liquids | -24.1179 | -29.728 | -34.8151 | -30.957 | -28.5815 | -26.3514 | -22.1506 | -20.9246 | -19.6288 | -18.2417 | -17.0553 | -15.802 | -14.4773 | -13.0814 | -11.7259 | -10.6824 | -9.8361 | -9.0199 | -8.2449 | -7.4429 | -6.745 | -6.0022 | -5.2827 | -4.6745 | -4.1064 | -3.5392 | -3.0452 | -2.567 | -2.0985 | -1.7127 | -1.3331
scenario 2 | Buildings Investment | -27.269 | -27.1718 | -27.7985 | -28.5209 | -29.5499 | -30.3303 | -31.3111 | -32.5242 | -33.9144 | -35.1628 | -36.8886 | -38.6836 | -40.5259 | -42.4073 | -43.4709 | -45.3968 | -47.2857 | -49.1586 | -50.9984 | -52.7855 | -54.5224 | -56.1777 | -57.6579 | -58.9787 | -59.9048 | -61.0043 | -62.1077 | -63.238 | -64.3392 | -65.3762 | -66.2957
scenario 2 | Transportation Investment | -63.0447 | -62.6854 | -62.3194 | -61.935 | -61.5183 | -61.0779 | -60.6312 | -60.1618 | -59.646 | -59.0582 | -58.3789 | -57.6471 | -56.8738 | -56.1129 | -51.4079 | -50.9544 | -50.5301 | -50.0867 | -49.6275 | -49.1527 | -48.6517 | -48.117 | -47.5695 | -47.0144 | -46.5203 | -46.1251 | -45.7742 | -45.4708 | -45.1842 | -44.7999 | -44.4682
scenario 2 | Electricity | -19.8978 | -19.9988 | -20.0999 | -20.2009 | -20.3019 | -20.4029 | -20.9512 | -21.4995 | -22.0477 | -22.596 | -23.1442 | -23.9935 | -24.9022 | -25.8109 | -26.7197 | -27.6284 | -28.7661 | -29.9038 | -31.0415 | -32.1792 | -33.3169 | -33.8988 | -34.4807 | -35.0625 | -35.6444 | -36.2263 | -36.4989 | -36.7714 | -37.044 | -37.3166 | -37.5892
scenario 2 | Renewable Liquids | -0.35818 | -0.51668 | -0.72262 | -1.7023 | -2.6644 | -3.3904 | -4.2759 | -5.129 | -5.91 | -6.6091 | -7.0404 | -7.389 | -7.7352 | -8.0815 | -8.4281 | -8.2278 | -7.9781 | -7.7389 | -7.5089 | -7.2975 | -7.1631 | -7.1448 | -7.1451 | -7.1713 | -7.2143 | -7.2776 | -7.4171 | -7.5758 | -7.7448 | -7.9333 | -8.1331
scenario 2 | Renewable Gas | -0.014499 | -0.04755 | -0.08463 | -0.12968 | -0.19061 | -0.39665 | -0.59193 | -0.80751 | -1.0073 | -1.3286 | -1.6018 | -1.6704 | -1.7322 | -1.7923 | -1.8432 | -1.8881 | -1.9326 | -1.9761 | -2.0133 | -2.0472 | -2.076 | -2.1042 | -2.129 | -2.181 | -2.2269 | -2.2413 | -2.2554 | -2.1412 | -1.8387 | -1.6048 | -1.4877
scenario 2 | Negative Emissions Technologies | 0 | 0 | 0 | 0 | 0 | 0 | 0 | 0 | 0 | 0 | 0 | 0 | 0 | 0 | 0 | 0 | 0 | 0 | 0 | 0 | 0 | -0.26972 | -0.53943 | -0.80915 | -1.0789 | -1.3486 | -1.6183 | -1.888 | -2.1577 | -2.4274 | -2.6972
scenario 2 | Non-Energy | -0.023007 | -0.052044 | -0.088528 | -0.13023 | -0.18099 | -0.37752 | -0.43596 | -0.51089 | -0.5864 | -0.66581 | -0.89356 | -0.97299 | -1.0534 | -1.1284 | -1.2012 | -1.4141 | -1.4696 | -1.5233 | -1.5754 | -1.6258 | -1.8094 | -1.8536 | -1.8932 | -1.9348 | -1.9752 | -2.1463 | -2.1815 | -2.2158 | -2.2492 | -2.2817 | -2.4436
scenario 2 | Others | -4.7427 | -5.1156 | -5.0668 | -5.0766 | -5.304 | -5.4289 | -5.5402 | -5.7019 | -5.8325 | -6.1523 | -6.3253 | -6.3391 | -6.3448 | -6.356 | -6.3654 | -6.3747 | -6.3894 | -6.4 | -6.4113 | -6.4218 | -6.4341 | -6.443 | -6.4595 | -6.4778 | -6.4903 | -6.4965 | -6.5126 | -6.5427 | -6.5621 | -6.5822 | -6.6043
reference | Avoided Reference Investment | 142.8477 | 150.1161 | 157.4379 | 153.4376 | 151.8177 | 149.7017 | 144.9363 | 144.5383 | 144.023 | 143.125 | 142.727 | 142.2736 | 141.7452 | 141.2559 | 135.9453 | 135.5552 | 135.1295 | 134.7554 | 134.3915 | 133.8812 | 133.5419 | 133.1257 | 132.6875 | 132.422 | 131.9239 | 131.6613 | 131.564 | 131.4263 | 131.2506 | 131.0776 | 130.9019
scenario 2 | Avoided GHG Benefits | -0.13288 | 0.14378 | 0.45477 | 1.2229 | 2.2976 | 3.2624 | 4.3722 | 5.6324 | 7.0065 | 8.4873 | 9.8653 | 11.0994 | 12.3741 | 13.6493 | 14.9439 | 16.2182 | 17.8464 | 19.5051 | 21.0614 | 22.6315 | 24.3461 | 25.6673 | 26.9273 | 28.2038 | 29.467 | 30.7679 | 31.9585 | 33.0411 | 34.1857 | 35.1233 | 36.3101
scenario 2 | Health Benefit | 0.0041762 | 0.32636 | 0.8656 | 1.4178 | 1.9822 | 2.5577 | 3.3991 | 4.2448 | 5.0948 | 5.9487 | 6.8066 | 7.7299 | 8.6565 | 9.5861 | 10.5186 | 11.454 | 12.2358 | 13.0161 | 13.7948 | 14.5715 | 15.3463 | 15.8748 | 16.4011 | 16.9251 | 17.4468 | 17.9662 | 18.368 | 18.7677 | 19.1655 | 19.5615 | 19.956
scenario 2 | Net | -0.28952 | -0.11518 | 0.81439 | 1.7376 | 2.6155 | 3.0744 | 3.2035 | 3.7084 | 4.268 | 4.6484 | 5.1537 | 5.8454 | 6.5263 | 7.2296 | 7.9124 | 8.5203 | 9.0398 | 9.6192 | 10.1108 | 10.5446 | 11.0394 | 11.2928 | 11.5929 | 12.0665 | 12.5692 | 12.9457 | 13.4848 | 13.86 | 14.4213 | 14.7654 | 15.1537
scenario 2 | Scenario Costs | -143.0085 | -150.7014 | -157.9439 | -154.3407 | -153.4821 | -152.4474 | -149.5041 | -150.7072 | -151.8563 | -152.9126 | -154.2452 | -155.2576 | -156.2494 | -157.2617 | -153.4954 | -154.7071 | -156.1719 | -157.6575 | -159.1368 | -160.5396 | -162.195 | -163.375 | -164.423 | -165.4844 | -166.2685 | -167.4497 | -168.4057 | -169.3751 | -170.1805 | -170.9971 | -172.0143
reference | Avoided Reference Investment | 142.8477 | 150.1161 | 157.4379 | 153.4376 | 151.8177 | 149.7017 | 144.9363 | 144.5383 | 144.023 | 143.125 | 142.727 | 142.2736 | 141.7452 | 141.2559 | 135.9453 | 135.5552 | 135.1295 | 134.7554 | 134.3915 | 133.8812 | 133.5419 | 133.1257 | 132.6875 | 132.422 | 131.9239 | 131.6613 | 131.564 | 131.4263 | 131.2506 | 131.0776 | 130.9019
scenario 2 | Avoided GHG Benefits | -0.13288 | 0.14378 | 0.45477 | 1.2229 | 2.2976 | 3.2624 | 4.3722 | 5.6324 | 7.0065 | 8.4873 | 9.8653 | 11.0994 | 12.3741 | 13.6493 | 14.9439 | 16.2182 | 17.8464 | 19.5051 | 21.0614 | 22.6315 | 24.3461 | 25.6673 | 26.9273 | 28.2038 | 29.467 | 30.7679 | 31.9585 | 33.0411 | 34.1857 | 35.1233 | 36.3101
scenario 2 | Health Benefit | 0.0041762 | 0.32636 | 0.8656 | 1.4178 | 1.9822 | 2.5577 | 3.3991 | 4.2448 | 5.0948 | 5.9487 | 6.8066 | 7.7299 | 8.6565 | 9.5861 | 10.5186 | 11.454 | 12.2358 | 13.0161 | 13.7948 | 14.5715 | 15.3463 | 15.8748 | 16.4011 | 16.9251 | 17.4468 | 17.9662 | 18.368 | 18.7677 | 19.1655 | 19.5615 | 19.956
scenario 2 | Net | -0.28952 | -0.11518 | 0.81439 | 1.7376 | 2.6155 | 3.0744 | 3.2035 | 3.7084 | 4.268 | 4.6484 | 5.1537 | 5.8454 | 6.5263 | 7.2296 | 7.9124 | 8.5203 | 9.0398 | 9.6192 | 10.1108 | 10.5446 | 11.0394 | 11.2928 | 11.5929 | 12.0665 | 12.5692 | 12.9457 | 13.4848 | 13.86 | 14.4213 | 14.7654 | 15.1537
Scenario | Chart Category | 2020 | 2021 | 2022 | 2023 | 2024 | 2025 | 2026 | 2027 | 2028 | 2029 | 2030 | 2031 | 2032 | 2033 | 2034 | 2035 | 2036 | 2037 | 2038 | 2039 | 2040 | 2041 | 2042 | 2043 | 2044 | 2045 | 2046 | 2047 | 2048 | 2049 | 2050
scenario 3 | Other Fuel | -0.95438 | -1.1619 | -1.3911 | -1.3069 | -1.2464 | -1.1861 | -1.0814 | -1.0792 | -1.0622 | -1.0401 | -1.0119 | -1.015 | -1.013 | -1.0109 | -1.0093 | -1.0094 | -1.0135 | -1.0197 | -1.024 | -1.0269 | -1.0354 | -1.0403 | -1.0435 | -1.0532 | -1.0646 | -1.0717 | -1.0825 | -1.0887 | -1.0926 | -1.0992 | -1.1052
scenario 3 | Fossil Gas | -2.5936 | -4.2429 | -5.5926 | -4.4353 | -4.0169 | -3.5926 | -2.6146 | -2.3816 | -2.1823 | -2.0666 | -1.9596 | -1.8282 | -1.7 | -1.6122 | -1.474 | -1.2925 | -1.1435 | -1.0144 | -0.88505 | -0.76234 | -0.65279 | -0.53467 | -0.43488 | -0.34555 | -0.2671 | -0.20232 | -0.1469 | -0.099684 | -0.06025 | -0.026987 | -0.012148
scenario 3 | Fossil Liquids | -24.2816 | -30.0313 | -35.2794 | -32.2289 | -30.5809 | -28.7141 | -24.9069 | -23.4293 | -21.9443 | -21.1188 | -20.1185 | -19.1386 | -18.0481 | -16.8656 | -15.708 | -14.5164 | -13.4936 | -12.4582 | -11.4395 | -10.4067 | -9.5111 | -8.6403 | -7.8055 | -7.1353 | -6.5328 | -5.9322 | -5.4679 | -5.0232 | -4.5888 | -4.2638 | -3.9428
scenario 3 | Buildings Investment | -27.269 | -27.1719 | -27.7986 | -28.521 | -29.55 | -30.3304 | -31.3112 | -33.4274 | -35.5464 | -36.493 | -37.9207 | -39.4619 | -41.0954 | -42.8118 | -43.7515 | -45.591 | -47.4308 | -49.3029 | -51.1707 | -52.9986 | -54.7929 | -56.5201 | -57.1605 | -57.8127 | -59.0997 | -60.5374 | -61.9056 | -63.2264 | -64.4504 | -65.555 | -66.5021
scenario 3 | Transportation Investment | -63.0594 | -62.7 | -62.3079 | -61.8814 | -61.4135 | -60.9199 | -60.4225 | -62.5006 | -63.6605 | -62.2731 | -60.9421 | -59.673 | -58.4786 | -57.3823 | -52.415 | -51.7697 | -51.2081 | -50.793 | -50.4429 | -50.0905 | -49.7291 | -49.3581 | -46.3794 | -44.2374 | -44.5954 | -44.8751 | -45.0622 | -45.1652 | -45.1895 | -45.0365 | -44.8659
scenario 3 | Electricity | -19.8981 | -19.9955 | -20.093 | -20.1905 | -20.2879 | -20.3854 | -20.9807 | -21.5761 | -22.1714 | -22.7765 | -23.392 | -24.4136 | -25.4352 | -26.4568 | -27.4784 | -28.5 | -29.9919 | -31.4838 | -32.9757 | -34.4676 | -35.9595 | -36.5743 | -37.1892 | -37.804 | -38.4188 | -39.0336 | -39.3407 | -39.6478 | -39.9549 | -40.2619 | -40.569
scenario 3 | Renewable Liquids | -0.095487 | -0.11964 | -0.20739 | -0.19256 | -0.1818 | -0.32903 | -0.28884 | -0.28192 | -0.27408 | -0.26828 | -0.44859 | -0.43912 | -0.43286 | -0.43162 | -0.43506 | -0.44263 | -0.45451 | -0.46949 | -0.48626 | -0.50478 | -0.52541 | -0.55204 | -0.5796 | -0.60809 | -0.63639 | -0.66387 | -0.68799 | -0.71047 | -0.73111 | -0.74978 | -0.76622
scenario 3 | Renewable Gas | -0.0069611 | -0.015873 | -0.027017 | -0.043753 | -0.060279 | -0.073701 | -0.071036 | -0.07995 | -0.0898 | -0.10815 | -0.13917 | -0.20039 | -0.25457 | -0.30665 | -0.34957 | -0.38673 | -0.42539 | -0.46418 | -0.49783 | -0.52934 | -0.55702 | -0.63621 | -0.70353 | -0.75635 | -0.79759 | -0.8312 | -0.85532 | -0.86682 | -0.86962 | -0.87972 | -0.82854
scenario 3 | Negative Emissions Technologies | 0 | 0 | 0 | 0 | 0 | 0 | 0 | 0 | 0 | 0 | 0 | 0 | 0 | 0 | 0 | 0 | 0 | 0 | 0 | 0 | 0 | -0.41683 | -0.83367 | -1.2505 | -1.6673 | -2.0842 | -2.501 | -2.9178 | -3.3347 | -3.7515 | -4.1683
scenario 3 | Non-Energy | -0.023007 | -0.052044 | -0.088528 | -0.1329 | -0.18634 | -0.38554 | -0.44665 | -0.52425 | -0.60244 | -0.68451 | -0.91494 | -0.99876 | -1.0836 | -1.1629 | -1.2401 | -1.4575 | -1.5174 | -1.5755 | -1.6319 | -1.6868 | -1.8748 | -1.9233 | -1.9673 | -2.0133 | -2.0582 | -2.2336 | -2.2733 | -2.3119 | -2.3497 | -2.3866 | -2.5529
scenario 3 | Others | -4.7426 | -5.1155 | -5.0667 | -5.076 | -5.3009 | -5.4233 | -5.5355 | -5.7034 | -5.8194 | -6.1182 | -6.2677 | -6.2924 | -6.3027 | -6.317 | -6.3285 | -6.3391 | -6.3542 | -6.3645 | -6.375 | -6.3841 | -6.3985 | -6.4123 | -6.4302 | -6.4469 | -6.4607 | -6.4737 | -6.4953 | -6.5244 | -6.5428 | -6.5619 | -6.577
reference | Avoided Reference Investment | 142.8477 | 150.1161 | 157.4379 | 153.4376 | 151.8177 | 149.7017 | 144.9363 | 144.5383 | 144.023 | 143.125 | 142.727 | 142.2736 | 141.7452 | 141.2559 | 135.9453 | 135.5552 | 135.1295 | 134.7554 | 134.3915 | 133.8812 | 133.5419 | 133.1257 | 132.6875 | 132.422 | 131.9239 | 131.6613 | 131.564 | 131.4263 | 131.2506 | 131.0776 | 130.9019
scenario 3 | Avoided GHG Benefits | 0.10965 | 0.33695 | 0.60368 | 0.99431 | 1.7133 | 2.4719 | 3.2105 | 4.8184 | 6.4341 | 7.4434 | 8.5309 | 9.6114 | 10.7506 | 11.9228 | 13.1238 | 14.4966 | 16.1433 | 17.8363 | 19.4389 | 21.0546 | 22.7954 | 24.3037 | 25.7423 | 27.163 | 28.5577 | 29.99 | 31.285 | 32.5264 | 33.9198 | 35.0774 | 36.4063
scenario 3 | Health Benefit | 0.0041762 | 0.43431 | 1.0815 | 1.7416 | 2.414 | 3.0974 | 3.8949 | 4.7389 | 5.5729 | 6.3682 | 7.1693 | 8.0683 | 8.9725 | 9.8816 | 10.7952 | 11.7131 | 12.4918 | 13.27 | 14.0473 | 14.8232 | 15.5974 | 16.1337 | 16.668 | 17.2 | 17.7298 | 18.2573 | 18.6659 | 19.0724 | 19.477 | 19.8798 | 20.2812
scenario 3 | Net | 0.037352 | 0.28091 | 1.2708 | 2.1644 | 3.12 | 3.9308 | 4.3823 | 3.112 | 2.6771 | 3.9892 | 5.3118 | 6.4923 | 7.6243 | 8.7026 | 9.6749 | 10.4599 | 10.7319 | 10.916 | 10.9488 | 10.9012 | 10.8983 | 10.9547 | 14.5704 | 17.3217 | 16.6129 | 15.9699 | 15.6963 | 15.4427 | 15.4831 | 15.462 | 15.6992
scenario 3 | Scenario Costs | -142.9241 | -150.6065 | -157.8523 | -154.0092 | -152.825 | -151.3401 | -147.6595 | -150.9836 | -153.3529 | -152.9473 | -153.1153 | -153.4611 | -153.844 | -154.3577 | -150.1895 | -151.305 | -153.0328 | -154.9457 | -156.9289 | -158.8577 | -161.0364 | -162.6085 | -160.5273 | -159.4634 | -161.5985 | -163.9388 | -165.8186 | -167.5825 | -169.1643 | -170.5729 | -171.8901
reference | Avoided Reference Costs | 142.8477 | 150.1161 | 157.4379 | 153.4376 | 151.8177 | 149.7017 | 144.9363 | 144.5383 | 144.023 | 143.125 | 142.727 | 142.2736 | 141.7452 | 141.2559 | 135.9453 | 135.5552 | 135.1295 | 134.7554 | 134.3915 | 133.8812 | 133.5419 | 133.1257 | 132.6875 | 132.422 | 131.9239 | 131.6613 | 131.564 | 131.4263 | 131.2506 | 131.0776 | 130.9019
scenario 3 | Avoided GHG Benefits | 0.10965 | 0.33695 | 0.60368 | 0.99431 | 1.7133 | 2.4719 | 3.2105 | 4.8184 | 6.4341 | 7.4434 | 8.5309 | 9.6114 | 10.7506 | 11.9228 | 13.1238 | 14.4966 | 16.1433 | 17.8363 | 19.4389 | 21.0546 | 22.7954 | 24.3037 | 25.7423 | 27.163 | 28.5577 | 29.99 | 31.285 | 32.5264 | 33.9198 | 35.0774 | 36.4063
scenario 3 | Health Benefit | 0.0041762 | 0.43431 | 1.0815 | 1.7416 | 2.414 | 3.0974 | 3.8949 | 4.7389 | 5.5729 | 6.3682 | 7.1693 | 8.0683 | 8.9725 | 9.8816 | 10.7952 | 11.7131 | 12.4918 | 13.27 | 14.0473 | 14.8232 | 15.5974 | 16.1337 | 16.668 | 17.2 | 17.7298 | 18.2573 | 18.6659 | 19.0724 | 19.477 | 19.8798 | 20.2812
scenario 3 | Net | 0.037352 | 0.28091 | 1.2708 | 2.1644 | 3.12 | 3.9308 | 4.3823 | 3.112 | 2.6771 | 3.9892 | 5.3118 | 6.4923 | 7.6243 | 8.7026 | 9.6749 | 10.4599 | 10.7319 | 10.916 | 10.9488 | 10.9012 | 10.8983 | 10.9547 | 14.5704 | 17.3217 | 16.6129 | 15.9699 | 15.6963 | 15.4427 | 15.4831 | 15.462 | 15.6992
Scenario | Chart Category | 2020 | 2021 | 2022 | 2023 | 2024 | 2025 | 2026 | 2027 | 2028 | 2029 | 2030 | 2031 | 2032 | 2033 | 2034 | 2035 | 2036 | 2037 | 2038 | 2039 | 2040 | 2041 | 2042 | 2043 | 2044 | 2045 | 2046 | 2047 | 2048 | 2049 | 2050
scenario 4 | Other Fuel | -0.95438 | -1.1619 | -1.3911 | -1.3069 | -1.2464 | -1.1861 | -1.0814 | -1.0792 | -1.0622 | -1.0401 | -1.0119 | -1.015 | -1.013 | -1.0109 | -1.0093 | -1.0094 | -1.0135 | -1.0197 | -1.024 | -1.0269 | -1.0354 | -1.0403 | -1.0435 | -1.0532 | -1.0646 | -1.0717 | -1.0825 | -1.0887 | -1.0926 | -1.0992 | -1.1052
scenario 4 | Fossil Gas | -2.5994 | -4.2555 | -5.5699 | -4.4013 | -3.9714 | -3.5378 | -2.5644 | -2.3258 | -2.1217 | -1.9863 | -1.8598 | -1.6931 | -1.5356 | -1.4201 | -1.2657 | -1.0818 | -0.93272 | -0.80639 | -0.68595 | -0.57641 | -0.48203 | -0.3654 | -0.27432 | -0.19942 | -0.14088 | -0.098536 | -0.066957 | -0.044377 | -0.028789 | -0.018343 | -0.012148
scenario 4 | Fossil Liquids | -24.3234 | -30.0831 | -35.0545 | -31.8176 | -29.9963 | -27.9795 | -24.1114 | -22.5402 | -20.9851 | -20.0735 | -19 | -17.8387 | -16.5989 | -15.3008 | -14.0533 | -12.8006 | -11.7814 | -10.7638 | -9.7754 | -8.7853 | -8.0088 | -6.9627 | -5.9942 | -5.1969 | -4.4878 | -3.8201 | -3.2747 | -2.7742 | -2.3101 | -1.9487 | -1.6132
scenario 4 | Buildings Investment | -27.269 | -27.1719 | -27.7986 | -28.521 | -29.55 | -30.3304 | -31.3112 | -33.4274 | -35.5464 | -36.493 | -37.9207 | -39.4619 | -41.0954 | -42.8118 | -43.7515 | -45.591 | -47.4308 | -49.3029 | -51.1707 | -52.9986 | -54.7929 | -56.5201 | -57.1605 | -57.8127 | -59.0997 | -60.5374 | -61.9056 | -63.2264 | -64.4504 | -65.555 | -66.5021
scenario 4 | Transportation Investment | -63.0594 | -62.7 | -62.3079 | -61.8814 | -61.4391 | -60.9716 | -61.7007 | -63.8057 | -64.993 | -63.6334 | -62.3307 | -61.0952 | -59.9349 | -58.8732 | -53.9411 | -53.3315 | -52.806 | -52.4277 | -52.0861 | -51.7422 | -51.3894 | -51.1269 | -48.2573 | -46.225 | -46.6935 | -47.0842 | -47.383 | -47.5985 | -47.7359 | -47.6967 | -47.6405
scenario 4 | Electricity | -19.8982 | -19.9976 | -20.097 | -20.1964 | -20.2958 | -20.3952 | -21.0009 | -21.6065 | -22.2122 | -22.8178 | -23.4348 | -24.4165 | -25.3982 | -26.38 | -27.3617 | -28.3434 | -29.564 | -30.7846 | -32.0052 | -33.2258 | -34.4464 | -35.0984 | -35.7503 | -36.4022 | -37.0542 | -37.7061 | -38.0591 | -38.4122 | -38.7653 | -39.1183 | -39.4714
scenario 4 | Renewable Liquids | -0.053674 | -0.067757 | -0.29709 | -0.37016 | -0.44438 | -0.6724 | -0.70768 | -0.7715 | -0.82662 | -0.8745 | -1.0998 | -1.3542 | -1.5868 | -1.7987 | -1.9886 | -2.1567 | -2.3087 | -2.442 | -2.5567 | -2.6568 | -2.6598 | -3.0734 | -3.4167 | -3.6993 | -3.9229 | -4.0929 | -4.2537 | -4.3794 | -4.4679 | -4.5319 | -4.5679
scenario 4 | Renewable Gas | -0.00093071 | -0.014851 | -0.07185 | -0.10883 | -0.14474 | -0.20572 | -0.34642 | -0.47089 | -0.57713 | -0.85712 | -1.1024 | -1.4956 | -1.8056 | -2.0407 | -2.1957 | -2.2783 | -2.3013 | -2.2727 | -2.1943 | -2.0778 | -1.9337 | -2.0002 | -1.9796 | -1.9026 | -1.7751 | -1.6099 | -1.4312 | -1.2431 | -1.0727 | -0.94875 | -0.82853
scenario 4 | Negative Emissions Technologies | 0 | 0 | 0 | 0 | 0 | 0 | 0 | 0 | 0 | 0 | 0 | 0 | 0 | 0 | 0 | 0 | 0 | 0 | 0 | 0 | 0 | 2.0111e-05 | 4.0222e-05 | 6.0333e-05 | 8.0443e-05 | 0.00010055 | 0.00012067 | 0.00014078 | 0.00016089 | 0.000181 | 0.00020111
scenario 4 | Non-Energy | -0.023007 | -0.052044 | -0.088528 | -0.1329 | -0.18634 | -0.38554 | -0.44665 | -0.52425 | -0.60244 | -0.68451 | -0.91494 | -1.078 | -1.2479 | -1.4242 | -1.6069 | -1.382 | -1.587 | -1.797 | -2.0121 | -2.2318 | -2.0553 | -2.2935 | -2.5355 | -2.7813 | -3.0305 | -2.8908 | -3.1552 | -3.4225 | -3.6925 | -3.965 | -3.8522
scenario 4 | Others | -4.7426 | -5.1155 | -5.0667 | -5.0761 | -5.301 | -5.4234 | -5.5356 | -5.7035 | -5.8195 | -6.1183 | -6.2678 | -6.2925 | -6.3028 | -6.3171 | -6.3287 | -6.3392 | -6.3544 | -6.3647 | -6.3751 | -6.3842 | -6.3986 | -6.4124 | -6.4303 | -6.447 | -6.4608 | -6.4738 | -6.4953 | -6.5245 | -6.5428 | -6.5619 | -6.577
reference | Avoided Reference Investment | 142.8477 | 150.1161 | 157.4379 | 153.4376 | 151.8177 | 149.7017 | 144.9363 | 144.5383 | 144.023 | 143.125 | 142.727 | 142.2736 | 141.7452 | 141.2559 | 135.9453 | 135.5552 | 135.1295 | 134.7554 | 134.3915 | 133.8812 | 133.5419 | 133.1257 | 132.6875 | 132.422 | 131.9239 | 131.6613 | 131.564 | 131.4263 | 131.2506 | 131.0776 | 130.9019
scenario 4 | Avoided GHG Benefits | 0.063837 | 0.28139 | 0.71401 | 1.2136 | 2.0382 | 2.8972 | 3.7415 | 5.4183 | 7.0943 | 8.2238 | 9.4118 | 10.7119 | 12.0409 | 13.3605 | 14.6801 | 16.1401 | 17.8074 | 19.5041 | 21.0832 | 22.65 | 24.2919 | 25.7692 | 27.0744 | 28.329 | 29.5176 | 30.6185 | 31.695 | 32.7122 | 33.8221 | 34.7455 | 35.7239
scenario 4 | Health Benefit | 0.0041762 | 0.44217 | 1.0972 | 1.7652 | 2.4454 | 3.1367 | 3.9605 | 4.8309 | 5.6912 | 6.5128 | 7.3402 | 8.2193 | 9.1034 | 9.9924 | 10.8859 | 11.7837 | 12.5582 | 13.3322 | 14.1052 | 14.8768 | 15.6468 | 16.1794 | 16.71 | 17.2383 | 17.7644 | 18.2883 | 18.6946 | 19.0988 | 19.5011 | 19.9016 | 20.3006
scenario 4 | Net | -0.0083054 | 0.21956 | 1.5059 | 2.6039 | 3.7258 | 4.6478 | 3.8321 | 2.5327 | 2.0623 | 3.2831 | 4.5362 | 5.464 | 6.3703 | 7.2314 | 8.0089 | 9.1651 | 9.4154 | 9.61 | 9.6943 | 9.702 | 10.2783 | 10.1811 | 13.6297 | 16.2698 | 15.476 | 15.1829 | 14.8463 | 14.5236 | 14.415 | 14.2812 | 14.7565
scenario 4 | Scenario Costs | -142.924 | -150.6201 | -157.7432 | -153.8125 | -152.5755 | -151.0877 | -148.8063 | -152.2548 | -154.7462 | -154.5785 | -154.9428 | -155.7408 | -156.5192 | -157.3775 | -153.5024 | -154.3139 | -156.0798 | -157.9817 | -159.8856 | -161.7059 | -163.2022 | -164.8932 | -162.8421 | -161.7195 | -163.7299 | -165.3852 | -167.1074 | -168.7137 | -170.1587 | -171.4435 | -172.1699
reference | Avoided Reference Investment | 142.8477 | 150.1161 | 157.4379 | 153.4376 | 151.8177 | 149.7017 | 144.9363 | 144.5383 | 144.023 | 143.125 | 142.727 | 142.2736 | 141.7452 | 141.2559 | 135.9453 | 135.5552 | 135.1295 | 134.7554 | 134.3915 | 133.8812 | 133.5419 | 133.1257 | 132.6875 | 132.422 | 131.9239 | 131.6613 | 131.564 | 131.4263 | 131.2506 | 131.0776 | 130.9019
scenario 4 | Avoided GHG Benefits | 0.063837 | 0.28139 | 0.71401 | 1.2136 | 2.0382 | 2.8972 | 3.7415 | 5.4183 | 7.0943 | 8.2238 | 9.4118 | 10.7119 | 12.0409 | 13.3605 | 14.6801 | 16.1401 | 17.8074 | 19.5041 | 21.0832 | 22.65 | 24.2919 | 25.7692 | 27.0744 | 28.329 | 29.5176 | 30.6185 | 31.695 | 32.7122 | 33.8221 | 34.7455 | 35.7239
scenario 4 | Health Benefit | 0.0041762 | 0.44217 | 1.0972 | 1.7652 | 2.4454 | 3.1367 | 3.9605 | 4.8309 | 5.6912 | 6.5128 | 7.3402 | 8.2193 | 9.1034 | 9.9924 | 10.8859 | 11.7837 | 12.5582 | 13.3322 | 14.1052 | 14.8768 | 15.6468 | 16.1794 | 16.71 | 17.2383 | 17.7644 | 18.2883 | 18.6946 | 19.0988 | 19.5011 | 19.9016 | 20.3006
scenario 4 | Net | -0.0083054 | 0.21956 | 1.5059 | 2.6039 | 3.7258 | 4.6478 | 3.8321 | 2.5327 | 2.0623 | 3.2831 | 4.5362 | 5.464 | 6.3703 | 7.2314 | 8.0089 | 9.1651 | 9.4154 | 9.61 | 9.6943 | 9.702 | 10.2783 | 10.1811 | 13.6297 | 16.2698 | 15.476 | 15.1829 | 14.8463 | 14.5236 | 14.415 | 14.2812 | 14.7565

## IRA Summary
Inflation Reduction Act (IRA) Benefits by Sector
This tab contains a summary of IRA benefits by sector
| NPV of Federal Benefits (Billion $2020) - High Sensitivity |  |  |  |  | NPV of Federal Benefits (Billion $2020) - Low Sensitivity
| Sector | Subsector | Scenario 2 | Scenario 3 | Scenario 4 | Sector | Subsector | Scenario 2 | Scenario 3 | Scenario 4
| Transportation | LDV | 12.4745 | 15.8065 | 15.8065 | Transportation | LDV | 2.1022 | 2.5191 | 2.5191
| Transportation | MHDV | 0.63006 | 0.78949 | 0.78949 | Transportation | MHDV | 0.51856 | 0.56523 | 0.56523
| Transportation | Chargers | 1.4936 | 1.9288 | 1.9288 | Transportation | Chargers | 0.71425 | 0.91843 | 0.91843
| Buildings | Residential | 6.4849 | 6.8269 | 6.8269 | Buildings | Residential | 4.4294 | 4.6578 | 4.6578
| Buildings | Commercial | 3.873 | 4.0547 | 4.0547 | Buildings | Commercial | 2.8123 | 2.9317 | 2.9317
| Other | Industry | 0.36409 | 0.36409 | 0.36409 | Other | Industry | 0.25486 | 0.25486 | 0.25486
| Other | Hydrogen | 15.8669 | 6.0906 | 10.6837 | Other | Hydrogen | 11.1068 | 4.2634 | 7.4786
| Other | Alt Fuels | 1.4528 | 0.37447 | 0.72432 | Other | Alt Fuels | 0.24214 | 0.062412 | 0.12072
| Electricity | Bulk System | 26.8413 | 32.3484 | 28.2582 | Electricity | Bulk System | 23.1433 | 25.217 | 24.3485
This chart isn't available in your version of Excel. Editing this shape or saving this workbook into a different file format will permanently break the chart.
This chart isn't available in your version of Excel. Editing this shape or saving this workbook into a different file format will permanently break the chart.
This chart isn't available in your version of Excel. Editing this shape or saving this workbook into a different file format will permanently break the chart.
The full impacts of the Inflation Reduction Act will take time to understand. To provide an initial estimate of the impact of the Inflation Reduction Act to New York, a sensitivity was performed to estimate the federal funding that could be available to offset the cost to achieve CLCPA and the impact of this federal funding on scenario benefit-cost analysis. The modeling focuses on the largest climate and energy provisions with the clearest implications and considers a range of outcomes to reflect uncertainty in the impact of key parameters (e.g., domestic content provisions, income caps, tax liability). The low and high range of input parameters, and provisions modeled, can be found in Annex 1. This is not a comprehensive analysis and ongoing analysis will need to be performed.
This chart isn't available in your version of Excel. Editing this shape or saving this workbook into a different file format will permanently break the chart.
This chart isn't available in your version of Excel. Editing this shape or saving this workbook into a different file format will permanently break the chart.
This chart isn't available in your version of Excel. Editing this shape or saving this workbook into a different file format will permanently break the chart.
Scenario 2, High IRA Benefits
Scenario 3, High IRA Benefits
Scenario 4, High IRA Benefits
Scenario 2, Low IRA Benefits
Scenario 3, Low IRA Benefits
Scenario 4, Low IRA Benefits